## Equivalence
Uploaded family | Equivalent TIDP family | In TIDP (Y/N) | Method | Confidence % | Decision | Ticket ID | System
410_PF_CI_rEccentricReducer_Coupling | 410_PF_CI_uCleaningPipeWithRectangularcover_Coupling | Y | temporary | 64 | accepted temporary | 71682
474_ME_CylinderAssemblies_CO2 | 474_ME_CylinderWithCylinderValve_CO2 | Y | temporary | 68 | accepted temporary | 71722
400_NF_GussetPlateAngularRectangular | 491_NF_GussetPlateAngularRectangular | Y | ticket+similarity | 100 | proposed | 75622 | HKG
400_NF_GussetPlateAngularSingleAdjustableBrace | 491_NF_GussetPlateAngularSingleAdjustableBrace | Y | ticket+similarity | 100 | proposed | 75623 | HKG
410_ME_WastewaterLiftingStation_Sinkamat_HW | 410_ME_WastewaterLiftingStation_Sinkamat-HW | Y | similarity | 98 | proposed | 74963 | SAN
410_PF_GS_rTransitiontoCastIron_PushSocket_GMX | 410_PF_GS_rTransitiontoCastIron_GMX | Y | similarity | 86 | proposed | 72080 | SAN
410_PF_PPR_uCoupling_FemaleThreadAndSocketFusion | 410_PF_PPR_rCoupling_FemaleThreadAndSocketFusion | Y | similarity | 98 | proposed | 72666 | SAN
410_PF_SS_rTransition_SocketAndFlanged | 410_PF_SS_rConnectorWithSocketAndFlange | Y | similarity | 75 | proposed | 72797 | SAN
420_ME_HeatExchangerTank_VerticalPump | 420_HeatExchangerTank_VerticalPump | Y | ticket+similarity | 100 | proposed | 75193 | HKG
420_PA_ThreeWayValve_Threaded | 420_PA_ThreeWayvalve_Thread_Standard | Y | ticket+similarity | 100 | proposed | 72597 | HKG
420_PF_Brass_tThreeWayEqualTee_Compression | 420_PF_Brass_ThreeWayEqualTee_Compression | Y | ticket+similarity | 100 | proposed | 72195 | HKG
420_PF_CO_eElbow | 420_PF_Copper_Elbow | Y | ticket+similarity | 100 | proposed | 72177 | HKG
420_PF_CS_cCap_Mapress | 434_PF_CO_Cap_MapressFKMBlue | Y | similarity | 72 | proposed | 72176 | HKG
420_PF_CS_uSocketAdaptor_MapressAndSlipJoin | 420_PF_MapressCarbonSteel_SocketAdaptor_SlipJoin | Y | ticket+similarity | 100 | proposed | 72172 | HKG
420_PF_CS_uSocketFlangeAdaptor_SlipJoinAndMapress | 420_PF_MapressCarbonSteel_SocketFlangeAdaptor_SlipJoin | Y | ticket+similarity | 100 | proposed | 72171 | HKG
420_PF_PE_eElbow_Welded | 420_PF_PE_eElbow | Y | ticket+similarity | 100 | proposed | 72167 | HKG
430_AT_GrilleWeatherProtectionExhaust_Wall_Rectangular_WGALWidthSubdivided | 430_AT_GrilleWeatherProtection_Wall_Rectangular_WGALWidthSubdivided_Exhaust | Y | ticket+similarity | 100 | proposed | 73580 | RLT
430_DA_VariableVolumeFlowControl_VaryControl_Round_LVC | 430_DA_VariableVolumeFlowControl_VaryControl _Round_LVC | Y | similarity | 99 | proposed | 73069 | RLT
430_ME_AirHandlingUnit_CeilingStand_1LayerFlachSeries | 430_ME_AirHandlingUnit_1LayerFlachSeries_CeilingStand | Y | ticket+similarity | 100 | proposed | 75778 | RLT
430_ME_AirHandlingUnit_FloorStand_2LayerCompactSeries | 430_ME_AirHandlingUnit_2LayerCompactSeries_FloorStand | Y | ticket+similarity | 100 | proposed | 75780 | RLT
434_PF_CO_cCap_Mapress | 434_PF_CO_Cap_Mapress | Y | ticket+similarity | 100 | proposed | 72579 | HKG
434_PF_CO_cCap_MapressFKMBlue | 434_PF_CO_Cap_MapressFKMBlue | Y | ticket+similarity | 100 | proposed | 72578 | HKG
434_PF_CO_cCap_MapressGas | 434_PF_CO_Cap_MapressGas | Y | ticket+similarity | 100 | proposed | 72577 | HKG
434_PF_CO_eBend_Mapress | 434_PF_CO_Bend_Mapress | Y | ticket+similarity | 100 | proposed | 72622 | HKG
434_PF_CO_eBend_MapressFKMBlue | 434_PF_CO_Bend_MapressFKMBlue | Y | similarity | 98 | proposed | 72621 | HKG
434_PF_CO_eBend_MapressGas | 434_PF_CO_Bend_MapressGas | Y | ticket+similarity | 100 | proposed | 72581 | HKG
434_PF_CO_mAdaptorMultiPort_MapressAndNut | 434_PF_CO_AdaptorMultiPort_MapressAndNut | Y | ticket+similarity | 100 | proposed | 72626 | HKG
434_PF_CO_rReducerAdaptorForGas_MapressAndThread | 434_PF_CO_rReducerAdaptor_MapressAndThreadGas | Y | ticket+similarity | 100 | proposed | 73299 | HKG
434_PF_CO_rReducerAdaptorForGas_PlainEndAndThread | 434_PF_CO_rReducerAdaptor_PlainEndAndThreadGas | Y | ticket+similarity | 100 | proposed | 73296 | HKG
434_PF_CO_rReducerAdaptor_PlainEndAndClampingRing | 434_PF_CO_ReducerAdaptor_PlainEndAndClampingRing | Y | ticket+similarity | 100 | proposed | 72576 | HKG
434_PF_CO_rTransitionForGas_Mapress | 434_PF_CO_Transition_MapressGas | Y | ticket+similarity | 100 | proposed | 72567 | HKG
434_PF_CO_rTransition_MapressFKMBlue | 434_PF_CO_Transition_MapressFKMBlue | Y | ticket+similarity | 100 | proposed | 72568 | HKG
434_PF_CO_tTee_Mapress | 434_PF_CO_Tee_Mapress | Y | ticket+similarity | 100 | proposed | 72574 | HKG
434_PF_CO_tTee_Mapress&FemaleThread | 434_PF_CO_Tee_Mapress&FemaleThread | Y | ticket+similarity | 94 | proposed | 72575 | HKG
434_PF_CO_tTee_MapressFKMBlue | 434_PF_CO_Tee_MapressFKMBlue | Y | ticket+similarity | 100 | proposed | 72572 | HKG
434_PF_CO_tTee_MapressFKMBlue&FemaleThread | 434_PF_CO_Tee_MapressFKMBlue&FemaleThread | Y | ticket+similarity | 95 | proposed | 72573 | HKG
434_PF_CO_tTee_MapressGas | 434_PF_CO_Tee_MapressGas | Y | ticket+similarity | 100 | proposed | 72570 | HKG
434_PF_CO_tTee_MapressGas&FemaleThread | 434_PF_CO_Tee_MapressGas&FemaleThread | Y | ticket+similarity | 95 | proposed | 72571 | HKG
434_PF_CO_tTransition_Mapress | 434_PF_CO_Transition_Mapress | Y | ticket+similarity | 100 | proposed | 72569 | HKG
434_PF_CO_uAdaptorUnion_FemaleThreadAndMeplaFix | 434_PF_CO_AdaptorUnion_FemaleThreadAndMeplaFix | Y | ticket+similarity | 100 | proposed | 72625 | HKG
434_PF_CO_uAdaptorUnion_MapressAndFlangeGas | 434_PF_CO_AdaptorUnion_MapressAndFlangeGas | Y | ticket+similarity | 100 | proposed | 72624 | HKG
434_PF_CO_uAdaptorUnion_PlainEndAndFlange | 434_PF_CO_AdaptorUnion_PlainEndAndFlange | Y | ticket+similarity | 100 | proposed | 72623 | HKG
434_PF_CO_uUnion_Mapress | 434_PF_CO_Union_Mapress | Y | ticket+similarity | 100 | proposed | 72566 | HKG
434_PF_CO_uUnion_MapressFKMBlue | 434_PF_CO_Union_MapressFKMBlue | Y | ticket+similarity | 100 | proposed | 72565 | HKG
434_PF_CO_uUnion_MapressGas | 434_PF_CO_Union_MapressGas | Y | ticket+similarity | 100 | proposed | 72485 | HKG
434_PF_CO_x30Cross_Mapress | 434_PF_CO_30Cross_Mapress | Y | ticket+similarity | 100 | proposed | 72627 | HKG
440_EE_GasInsulatedMediumVoltageSwitchgear_MSSud | 440_EE_GasInsulatedMediumVoltageSwitchgear_MSSüd | Y | similarity | 98 | proposed | 72814 | ELT/MSR
440_LF_BathroomLuminaire_WallMounted_Rectangular | 445_LF_BathroomLuminaire_WallMounted_Rectangular | Y | similarity | 98 | proposed | 73694 | ELT/MSR
442_EE_FlatRoofSolarModule | 440_EE_FlatRoofSolarModule | Y | ticket+similarity | 100 | proposed | 75059 | ELT/MSR
443_EE_LowVoltageSwitchboard_GHVSüd_HOST | 440_EE_LowVoltageSwitchboard_GHVSüd_HOST | Y | ticket+similarity | 100 | proposed | 73000 | ELT/MSR
444_EE_SinglePhase_Panel | 440_EE_SinglePhase_Panel | Y | ticket+similarity | 100 | proposed | 73017 | ELT/MSR
473_PA_3WayValveDN15toDN50_Threaded | 473_PA_BR_3WayValveDN15toDN50_Threaded | Y | ticket+similarity | 100 | proposed | 72410 | SPR MED
473_PA_AirReliefValve_Threaded | 473_PA_BR_AirReliefValve_Threaded | Y | ticket+similarity | 100 | proposed | 72411 | SPR MED
473_PA_CheckValve_Threaded | 473_PA_Brass_CheckValve_Threaded | Y | ticket+similarity | 100 | proposed | 72412 | SPR MED
473_PA_WeldedCondensateSeparators | 473_PA_SS_WeldedCondensateSeparators | Y | ticket+similarity | 100 | proposed | 72455 | SPR MED
473_PF_CO_eOffset_Soldered | 473_PF_CO_eOffset_M_F_Soldered | Y | ticket+similarity | 100 | proposed | 72495 | SPR MED
474_PF_CS_tEndTee_Grooved | 474_PF_CS_tTee_Grooved | Y | ticket+similarity | 100 | proposed | 72212 | SPR MED
491_SE_GussetPlate90dTCenter | 491_NF_GussetPlate90dTCenter | Y | ticket+similarity | 100 | proposed | 75618 | HKG
491_SE_GussetPlate90dTSide | 491_NF_GussetPlate90dTSide | Y | ticket+similarity | 100 | proposed | 75619 | HKG
491_SE_PipeClampBeamAttachments_FlangeClamp | 491_NF_PipeClampBeamAttachments_FlangeClamp | Y | ticket+similarity | 100 | proposed | 75658 | HKG
491_SE_PipeClampHangedSaddle | 491_NF_PipeClampHangedSaddle | Y | ticket+similarity | 100 | proposed | 75664 | HKG
491_SE_PipeClampPearHanger | 491_NF_PipeClampPearHanger | Y | ticket+similarity | 100 | proposed | 75665 | HKG
491_SE_PipeClampTwoPiece | 491_NF_PipeClampTwoPiece | Y | ticket+similarity | 100 | proposed | 75669 | HKG
491_SE_PipeClampTwoPieceWithYoke | 491_NF_PipeClampTwoPieceWithYoke | Y | ticket+similarity | 100 | proposed | 75670 | HKG
491_SE_PipeClampUBolt | 491_NF_PipeClampUBolt | Y | ticket+similarity | 100 | proposed | 75671 | HKG
491_SE_ST_P3300_Unistrut | 491_NF_Steel_P3300_Unistrut | Y | ticket+similarity | 100 | proposed | 75694 | HKG
420_PF_CS_eElbow_SlipJoinAndMapress | 420_PF_MapressCarbonSteel_Elbow_SlipJoin | Y | ticket-read | 93 | accepted | 72174 | HKG
420_PF_CS_rTransition_MapressAndSlipJoin | 420_PF_MapressCarbonSteel_Transition_SlipJoin | Y | ticket-read | 98 | accepted | 72169 | HKG
420_PF_CS_tTee_MapressAndSlipJoin | 420_PF_MapressCarbonSteel_Tee_SlipJoin | Y | ticket-read | 98 | accepted | 72170 | HKG
420_PF_CS_uUnion_MapressAndSlipJoin | 420_PF_MapressCarbonSteel_Union_SlipJoin | Y | ticket-read | 98 | accepted | 72168 | HKG
420_PF_CS_xCross_Mapress | 420_PF_MapressCarbonSteel_Cross_SlipJoin | Y | ticket-read | 98 | accepted | 72175 | HKG
410_ME_CentrifugalPump | 410_ME_CentrifugalPump | Y | exact | 100 | accepted | 74853 | SAN
410_ME_CompactPressureBoostingSystem | 410_ME_CompactPressureBoostingSystem | Y | exact | 100 | accepted | 74854 | SAN
410_ME_CompactPressureBoostingSystem_1MVISE | 410_ME_CompactPressureBoostingSystem_1MVISE | Y | exact | 100 | accepted | 74855 | SAN
410_ME_CompactWaterHeater_WallMounted | 410_ME_CompactWaterHeater_WallMounted | Y | exact | 100 | accepted | 74856 | SAN
410_ME_Desoftening | 410_ME_Desoftening | Y | exact | 100 | accepted | 74857 | SAN
410_ME_DoppelHebeanlageSchmutzwasser | 410_ME_DoppelHebeanlageSchmutzwasser | Y | exact | 100 | accepted | 74858 | SAN
410_ME_DoublePressureBoosterSystem | 410_ME_DoublePressureBoosterSystem | Y | exact | 100 | accepted | 74859 | SAN
410_ME_DrainLiftL_Floor | 410_ME_DrainLiftL_Floor | Y | exact | 100 | accepted | 74860 | SAN
410_ME_DrainLiftM_Floor | 410_ME_DrainLiftM_Floor | Y | exact | 100 | accepted | 74861 | SAN
410_ME_DrainLiftS_Floor | 410_ME_DrainLiftS_Floor | Y | exact | 100 | accepted | 74872 | SAN
410_ME_DrainLiftXL_Floor | 410_ME_DrainLiftXL_Floor | Y | exact | 100 | accepted | 74873 | SAN
410_ME_DualTank_WaterSofteners | 410_ME_DualTank_WaterSofteners | Y | exact | 100 | accepted | 74874 | SAN
410_ME_DuplexSofteningUnit_RondomatDuo | 410_ME_DuplexSofteningUnit_RondomatDuo | Y | exact | 100 | accepted | 74875 | SAN
410_ME_EKleindurchlauferhitzerCEX | 410_ME_EKleindurchlauferhitzerCEX | Y | exact | 100 | accepted | 74876 | SAN
410_ME_EKleindurchlauferhitzer_MCX | 410_ME_EKleindurchlauferhitzer_MCX | Y | exact | 100 | accepted | 74877 | SAN
410_ME_ElectricInstantaneousHeater_DLE | 410_ME_ElectricInstantaneousHeater_DLE | Y | exact | 100 | accepted | 74878 | SAN
410_ME_ExpansionVessel | 410_ME_ExpansionVessel | Y | exact | 100 | accepted | 74879 | SAN
410_ME_ExpansionVessel_Reflex | 410_ME_ExpansionVessel_Reflex | Y | exact | 100 | accepted | 74880 | SAN
410_ME_FettabscheiderNG2 | 410_ME_FettabscheiderNG2 | Y | exact | 100 | accepted | 74881 | SAN
410_ME_FreshWaterStation | 410_ME_FreshWaterStation | Y | exact | 100 | accepted | 74882 | SAN
410_ME_GlandlessCirculatorPump_Vertical_VeroLineIPZ | 410_ME_GlandlessCirculatorPump_Vertical_VeroLineIPZ | Y | exact | 100 | accepted | 74883 | SAN
410_ME_GlandlessCirculatorPump_Vertical_YonosMAXOZ | 410_ME_GlandlessCirculatorPump_Vertical_YonosMAXOZ | Y | exact | 100 | accepted | 74884 | SAN
410_ME_GlandlessCirculatorPump_Vertical_YonosPICOZ | 410_ME_GlandlessCirculatorPump_Vertical_YonosPICOZ | Y | exact | 100 | accepted | 74885 | SAN
410_ME_GreaseSeparatorFreeStandingInstallationNS10 | 410_ME_GreaseSeparatorFreeStandingInstallationNS10 | Y | exact | 100 | accepted | 74886 | SAN
410_ME_GreaseSeparator_FloorStand | 410_ME_GreaseSeparator_FloorStand | Y | exact | 100 | accepted | 74887 | SAN
410_ME_HighPerformanceIndustrialMixers | 410_ME_HighPerformanceIndustrialMixers | Y | exact | 100 | accepted | 74888 | SAN
410_ME_HotWaterStorageTank | 410_ME_HotWaterStorageTank | Y | exact | 100 | accepted | 74889 | SAN
410_ME_HygieneFlushingBox_CoverPanel&FlowSensor&DoublePortThreaded_KHSHS2 | 410_ME_HygieneFlushingBox_CoverPanel&FlowSensor&DoublePortThreaded_KHSHS2 | Y | exact | 100 | accepted | 74890 | SAN
410_ME_HygieneFlushingBox_CoverPanel&FlowSensor&SinglePortThreaded_KHSHS2 | 410_ME_HygieneFlushingBox_CoverPanel&FlowSensor&SinglePortThreaded_KHSHS2 | Y | exact | 100 | accepted | 74891 | SAN
410_ME_HygieneFlushingBox_CoverPanelDoublePortThreaded_KHSHS2 | 410_ME_HygieneFlushingBox_CoverPanelDoublePortThreaded_KHSHS2 | Y | exact | 100 | accepted | 74892 | SAN
410_ME_HygieneFlushingBox_CoverPanelSinglePortThreaded_KHSHS2 | 410_ME_HygieneFlushingBox_CoverPanelSinglePortThreaded_KHSHS2 | Y | exact | 100 | accepted | 74893 | SAN
410_ME_InstantaneousWaterHeater_Shower | 410_ME_InstantaneousWaterHeater_Shower | Y | exact | 100 | accepted | 74896 | SAN
410_ME_InstantaneousWaterHeater_SinkAGB | 410_ME_InstantaneousWaterHeater_SinkAGB | Y | exact | 100 | accepted | 74897 | SAN
410_ME_InstantaneousWaterHeater_TeaKitchen | 410_ME_InstantaneousWaterHeater_TeaKitchen | Y | exact | 100 | accepted | 74898 | SAN
410_ME_KHSHygieneFlushBoxLITE_Wall_Threaded_FlowSensorSinglePort | 410_ME_KHSHygieneFlushBoxLITE_Wall_Threaded_FlowSensorSinglePort | Y | exact | 100 | accepted | 74901 | SAN
410_ME_KHSHygieneFlushBoxPRO_Wall_Threaded_FlowSensorDoublePort | 410_ME_KHSHygieneFlushBoxPRO_Wall_Threaded_FlowSensorDoublePort | Y | exact | 100 | accepted | 74904 | SAN
410_ME_KHSHygieneFlushBoxPROwithFlowSensorSinglePort_Threaded | 410_ME_KHSHygieneFlushBoxPROwithFlowSensorSinglePort_Threaded | Y | exact | 100 | accepted | 74903 | SAN
410_ME_KHSHygieneFlushBoxPURE_Wall_Threaded_FlowSensorDoublePort | 410_ME_KHSHygieneFlushBoxPURE_Wall_Threaded_FlowSensorDoublePort | Y | exact | 100 | accepted | 74906 | SAN
410_ME_KHSMiniControlSystemSLAVE_WallSurface | 410_ME_KHSMiniControlSystemSLAVE_WallSurface | Y | exact | 100 | accepted | 74907 | SAN
410_ME_KHSMiniControlSystem_WallSurface_Master | 410_ME_KHSMiniControlSystem_WallSurface_Master | Y | exact | 100 | accepted | 74909 | SAN
410_ME_KHSTimer_WallSurface | 410_ME_KHSTimer_WallSurface | Y | exact | 100 | accepted | 74910 | SAN
410_ME_MiniTresorCabinet_InWall | 410_ME_MiniTresorCabinet_InWall | Y | exact | 100 | accepted | 74911 | SAN
410_ME_PHController | 410_ME_PHController | Y | exact | 100 | accepted | 74914 | SAN
410_ME_PlasticInnerTankSeries | 410_ME_PlasticInnerTankSeries | Y | exact | 100 | accepted | 74915 | SAN
410_ME_PoolSandFilter_FloorStand_Round | 410_ME_PoolSandFilter_FloorStand_Round | Y | exact | 100 | accepted | 74917 | SAN
410_ME_PressureBoosterPump | 410_ME_PressureBoosterPump | Y | exact | 100 | accepted | 74918 | SAN
410_ME_PressurisationUnit_FixedSpeedUnits2Pump | 410_ME_PressurisationUnit_FixedSpeedUnits2Pump | Y | exact | 100 | accepted | 74919 | SAN
410_ME_PressurisationUnit_FixedSpeedUnits3Pump | 410_ME_PressurisationUnit_FixedSpeedUnits3Pump | Y | exact | 100 | accepted | 74920 | SAN
410_ME_PressurisationUnit_VariableSpeedUnits3Pump | 410_ME_PressurisationUnit_VariableSpeedUnits3Pump | Y | exact | 100 | accepted | 74921 | SAN
410_ME_PressurisationUnit_VariableSpeedUnitsWith1Pump | 410_ME_PressurisationUnit_VariableSpeedUnitsWith1Pump | Y | exact | 100 | accepted | 74922 | SAN
410_ME_PressurisationUnit_VariableSpeedUnitsWith2PumP | 410_ME_PressurisationUnit_VariableSpeedUnitsWith2PumP | Y | exact | 100 | accepted | 74926 | SAN
410_ME_Probenahmetopf | 410_ME_Probenahmetopf | Y | exact | 100 | accepted | 74929 | SAN
410_ME_PumpGlandlessCirculator_StarZ | 410_ME_PumpGlandlessCirculator_StarZ | Y | exact | 100 | accepted | 74933 | SAN
410_ME_PumpGlandlessCirculator_StarZD | 410_ME_PumpGlandlessCirculator_StarZD | Y | exact | 100 | accepted | 74934 | SAN
410_ME_PumpGlandlessCirculator_TopZ | 410_ME_PumpGlandlessCirculator_TopZ | Y | exact | 100 | accepted | 74935 | SAN
410_ME_PureWaterTank | 410_ME_PureWaterTank | Y | exact | 100 | accepted | 74936 | SAN
410_ME_ReverseOsmosisSystem | 410_ME_ReverseOsmosisSystem | Y | exact | 100 | accepted | 74937 | SAN
410_ME_ServiceStorageTank_Round | 410_ME_ServiceStorageTank_Round | Y | exact | 100 | accepted | 74939 | SAN
410_ME_Sicherheitstrennstation | 410_ME_Sicherheitstrennstation | Y | exact | 100 | accepted | 74940 | SAN
410_ME_SinglePressureBoosterSystem | 410_ME_SinglePressureBoosterSystem | Y | exact | 100 | accepted | 74941 | SAN
410_ME_StratosMAXOZPump_Vertical | 410_ME_StratosMAXOZPump_Vertical | Y | exact | 100 | accepted | 74942 | SAN
410_ME_StratosPICOZPump_Vertical | 410_ME_StratosPICOZPump_Vertical | Y | exact | 100 | accepted | 74943 | SAN
410_ME_SubmergedPump_ACOSAT100DWithPoweliftMono | 410_ME_SubmergedPump_ACOSAT100DWithPoweliftMono | Y | exact | 100 | accepted | 74944 | SAN
410_ME_SubmergedPump_Horizontal_SatSeries | 410_ME_SubmergedPump_Horizontal_SatSeries | Y | exact | 100 | accepted | 74945 | SAN
410_ME_SubmergedPump_SitaSeries | 410_ME_SubmergedPump_SitaSeries | Y | exact | 100 | accepted | 74946 | SAN
410_ME_SubmergedPump_Vertical_SATSeries | 410_ME_SubmergedPump_Vertical_SATSeries | Y | exact | 100 | accepted | 74947 | SAN
410_ME_SubmergedPump_Vertical_SATVSeries | 410_ME_SubmergedPump_Vertical_SATVSeries | Y | exact | 100 | accepted | 74948 | SAN
410_ME_TWPressureBoosterSystem | 410_ME_TWPressureBoosterSystem | Y | exact | 100 | accepted | 74952 | SAN
410_ME_TresorCabinet_InWall | 410_ME_TresorCabinet_InWall | Y | exact | 100 | accepted | 74949 | SAN
410_ME_TresorCabinet_WallSurface | 410_ME_TresorCabinet_WallSurface | Y | exact | 100 | accepted | 74950 | SAN
410_ME_TripleSofteningSystem_DeltaP | 410_ME_TripleSofteningSystem_DeltaP | Y | exact | 100 | accepted | 74951 | SAN
410_ME_VerticaltubeHeatexchanger | 410_ME_VerticaltubeHeatexchanger | Y | exact | 100 | accepted | 74953 | SAN
410_ME_WasteWaterLift_Floor_C3 | 410_ME_WasteWaterLift_Floor_C3 | Y | exact | 100 | accepted | 74965 | SAN
410_ME_WasteWaterLift_Floor_CWC3 | 410_ME_WasteWaterLift_Floor_CWC3 | Y | exact | 100 | accepted | 74966 | SAN
410_ME_WasteWaterLift_Floor_D2 | 410_ME_WasteWaterLift_Floor_D2 | Y | exact | 100 | accepted | 74967 | SAN
410_ME_WasteWaterLift_Floor_WC1 | 410_ME_WasteWaterLift_Floor_WC1 | Y | exact | 100 | accepted | 74968 | SAN
410_ME_WasteWaterLift_Floor_WC3 | 410_ME_WasteWaterLift_Floor_WC3 | Y | exact | 100 | accepted | 74969 | SAN
410_ME_WasteWaterLiftingStationPump | 410_ME_WasteWaterLiftingStationPump | Y | exact | 100 | accepted | 74954 | SAN
410_ME_WasteWaterLiftingStation_KesselPump | 410_ME_WasteWaterLiftingStation_KesselPump | Y | exact | 100 | accepted | 74956 | SAN
410_ME_WastewaterLiftingStation_DouPump | 410_ME_WastewaterLiftingStation_DouPump | Y | exact | 100 | accepted | 74955 | SAN
410_ME_WastewaterLiftingStation_MuliPES&Mono | 410_ME_WastewaterLiftingStation_MuliPES&Mono | Y | exact | 100 | accepted | 74957 | SAN
410_ME_WastewaterLiftingStation_MuliProPEKParallel | 410_ME_WastewaterLiftingStation_MuliProPEKParallel | Y | exact | 100 | accepted | 74959 | SAN
410_ME_WastewaterLiftingStation_MuliProPENXLDuo | 410_ME_WastewaterLiftingStation_MuliProPENXLDuo | Y | exact | 100 | accepted | 74960 | SAN
410_ME_WastewaterLiftingStation_MuliStarDDP | 410_ME_WastewaterLiftingStation_MuliStarDDP | Y | exact | 100 | accepted | 74961 | SAN
410_ME_WastewaterLiftingStation_MuliStarMDP1&MWP1 | 410_ME_WastewaterLiftingStation_MuliStarMDP1&MWP1 | Y | exact | 100 | accepted | 74962 | SAN
410_ME_WaterDispenser_FloorStand | 410_ME_WaterDispenser_FloorStand | Y | exact | 100 | accepted | 74970 | SAN
410_ME_WaterFilterTank | 410_ME_WaterFilterTank | Y | exact | 100 | accepted | 74971 | SAN
410_ME_WaterFilterVertical | 410_ME_WaterFilterVertical | Y | exact | 100 | accepted | 74972 | SAN
410_ME_WaterHardnessMeter | 410_ME_WaterHardnessMeter | Y | exact | 100 | accepted | 74973 | SAN
410_ME_WaterHeaterWithTap_WallMounted | 410_ME_WaterHeaterWithTap_WallMounted | Y | exact | 100 | accepted | 74974 | SAN
410_ME_WaterHeater_WallMounted | 410_ME_WaterHeater_WallMounted | Y | exact | 100 | accepted | 74975 | SAN
410_ME_iboxUniversalForShower_WallRecessed | 410_ME_iboxUniversalForShower_WallRecessed | Y | exact | 100 | accepted | 74895 | SAN
410_PA_AirReleaseValve_Threaded | 410_PA_AirReleaseValve_Threaded | Y | exact | 100 | accepted | 73518 | SAN
410_PA_AngleSafetyValve_Threaded | 410_PA_AngleSafetyValve_Threaded | Y | exact | 100 | accepted | 73519 | SAN
410_PA_AngleSeatPistonValve_Flanged | 410_PA_AngleSeatPistonValve_Flanged | Y | exact | 100 | accepted | 73523 | SAN
410_PA_AngleSeatPistonValve_Threaded | 410_PA_AngleSeatPistonValve_Threaded | Y | exact | 100 | accepted | 73554 | SAN
410_PA_AngleValve_Threaded_WithRegulatingFunction | 410_PA_AngleValve_Threaded_WithRegulatingFunction | Y | exact | 100 | accepted | 73555 | SAN
410_PA_AutomaticBackwashFilter_Flanged | 410_PA_AutomaticBackwashFilter_Flanged | Y | exact | 100 | accepted | 73556 | SAN
410_PA_AutomaticCirculationRegulatingValve | 410_PA_AutomaticCirculationRegulatingValve | Y | exact | 100 | accepted | 73557 | SAN
410_PA_AutomaticHygieneFlushingStationHS10_Geberit | 410_PA_AutomaticHygieneFlushingStationHS10_Geberit | Y | exact | 100 | accepted | 73558 | SAN
410_PA_BackflowPreventerValve_Threaded | 410_PA_BackflowPreventerValve_Threaded | Y | exact | 100 | accepted | 73559 | SAN
410_PA_BackflowPreventer_Threaded | 410_PA_BackflowPreventer_Threaded | Y | exact | 100 | accepted | 73582 | SAN
410_PA_BallValve_Flanged | 410_PA_BallValve_Flanged | Y | exact | 100 | accepted | 73561 | SAN
410_PA_BallValve_SocketFusion | 410_PA_BallValve_SocketFusion | Y | exact | 100 | accepted | 73644 | SAN
410_PA_BallValve_Threaded | 410_PA_BallValve_Threaded | Y | exact | 100 | accepted | 73583 | SAN
410_PA_CoarseTrap | 410_PA_CoarseTrap | Y | exact | 100 | accepted | 73584 | SAN
410_PA_CombinationAngleValve_Standard | 410_PA_CombinationAngleValve_Standard | Y | exact | 100 | accepted | 73585 | SAN
410_PA_DiaphragmValve | 410_PA_DiaphragmValve | Y | exact | 100 | accepted | 73586 | SAN
410_PA_DoubleInstallationRackWatermeter_Threaded | 410_PA_DoubleInstallationRackWatermeter_Threaded | Y | exact | 100 | accepted | 73587 | SAN
410_PA_DrainValve_Threaded | 410_PA_DrainValve_Threaded | Y | exact | 100 | accepted | 73588 | SAN
410_PA_FillSetStandardValve_Threaded | 410_PA_FillSetStandardValve_Threaded | Y | exact | 100 | accepted | 73589 | SAN
410_PA_FillsoftHousing_Threaded | 410_PA_FillsoftHousing_Threaded | Y | exact | 100 | accepted | 73590 | SAN
410_PA_Filter_Threaded | 410_PA_Filter_Threaded | Y | exact | 100 | accepted | 73591 | SAN
410_PA_FittingSpacerForWaterMeter_Threaded | 410_PA_FittingSpacerForWaterMeter_Threaded | Y | exact | 100 | accepted | 73592 | SAN
410_PA_FlexibleConnection_Flanged | 410_PA_FlexibleConnection_Flanged | Y | exact | 100 | accepted | 73593 | SAN
410_PA_FloatingValve_Threaded | 410_PA_FloatingValve_Threaded | Y | exact | 100 | accepted | 73594 | SAN
410_PA_FlowSplitterBox_Floor_Threaded_KHS | 410_PA_FlowSplitterBox_Floor_Threaded_KHS | Y | exact | 100 | accepted | 73595 | SAN
410_PA_FlowSplitterSet_Threaded_KHS | 410_PA_FlowSplitterSet_Threaded_KHS | Y | exact | 100 | accepted | 73596 | SAN
410_PA_FlowSplitterUnit_FlushMounted_Threaded_DynamicKHS | 410_PA_FlowSplitterUnit_FlushMounted_Threaded_DynamicKHS | Y | exact | 100 | accepted | 73597 | SAN
410_PA_FlowSplitterUnit_Threaded_DynamicKHS | 410_PA_FlowSplitterUnit_Threaded_DynamicKHS | Y | exact | 100 | accepted | 73598 | SAN
410_PA_FlowTemperatureMeterValve_Threaded | 410_PA_FlowTemperatureMeterValve_Threaded | Y | exact | 100 | accepted | 73599 | SAN
410_PA_FlushMountedStopValve_Mapress_UpPlus | 410_PA_FlushMountedStopValve_Mapress_UpPlus | Y | exact | 100 | accepted | 73600 | SAN
410_PA_FlushMoutedStopValve_Threaded_UpPlus | 410_PA_FlushMoutedStopValve_Threaded_UpPlus | Y | exact | 100 | accepted | 73603 | SAN
410_PA_FunnelSiphon_Horizontal | 410_PA_FunnelSiphon_Horizontal | Y | exact | 100 | accepted | 73604 | SAN
410_PA_GateValveSealingDirectionWithDrain_Threaded | 410_PA_GateValveSealingDirectionWithDrain_Threaded | Y | exact | 100 | accepted | 73605 | SAN
410_PA_GateValveWithDrain_Threaded | 410_PA_GateValveWithDrain_Threaded | Y | exact | 100 | accepted | 73606 | SAN
410_PA_GateValve_Flanged | 410_PA_GateValve_Flanged | Y | exact | 100 | accepted | 73607 | SAN
410_PA_GateValve_Threaded | 410_PA_GateValve_Threaded | Y | exact | 100 | accepted | 73608 | SAN
410_PA_GlobeValve_Flanged | 410_PA_GlobeValve_Flanged | Y | exact | 100 | accepted | 73609 | SAN
410_PA_GlobeValve_Threaded | 410_PA_GlobeValve_Threaded | Y | exact | 100 | accepted | 73610 | SAN
410_PA_KHSFlushPoint_Threaded_230V | 410_PA_KHSFlushPoint_Threaded_230V | Y | exact | 100 | accepted | 73611 | SAN
410_PA_KHSFlushPoint_Threaded_24V | 410_PA_KHSFlushPoint_Threaded_24V | Y | exact | 100 | accepted | 73612 | SAN
410_PA_KHSFlushPoint_Threaded_ControlPlus230V | 410_PA_KHSFlushPoint_Threaded_ControlPlus230V | Y | exact | 100 | accepted | 73613 | SAN
410_PA_KHSFlushPoint_Threaded_ControlPlus24V | 410_PA_KHSFlushPoint_Threaded_ControlPlus24V | Y | exact | 100 | accepted | 73614 | SAN
410_PA_KugelSiphon_Standard | 410_PA_KugelSiphon_Standard | Y | exact | 100 | accepted | 73615 | SAN
410_PA_MotorButterflyValve_Flanged | 410_PA_MotorButterflyValve_Flanged | Y | exact | 100 | accepted | 73616 | SAN
410_PA_NozzleCheckValve_Flanged | 410_PA_NozzleCheckValve_Flanged | Y | exact | 100 | accepted | 73618 | SAN
410_PA_OutletValve_Threaded | 410_PA_OutletValve_Threaded | Y | exact | 100 | accepted | 73620 | SAN
410_PA_OutletValve_Threaded_WithHoseScrewConnection | 410_PA_OutletValve_Threaded_WithHoseScrewConnection | Y | exact | 100 | accepted | 73621 | SAN
410_PA_PoolMainDrain_Threaded | 410_PA_PoolMainDrain_Threaded | Y | exact | 100 | accepted | 73622 | SAN
410_PA_PoolReturnJet_Threaded | 410_PA_PoolReturnJet_Threaded | Y | exact | 100 | accepted | 73623 | SAN
410_PA_PoolSkimmer_Threaded | 410_PA_PoolSkimmer_Threaded | Y | exact | 100 | accepted | 73624 | SAN
410_PA_PressureGauge_withSiphon | 410_PA_PressureGauge_WithSiphon | Y | exact | 100 | accepted | 73646 | SAN
410_PA_PressureReducingValveFilterCombination_Threaded | 410_PA_PressureReducingValveFilterCombination_Threaded | Y | exact | 100 | accepted | 73648 | SAN
410_PA_PressureReducingValveWithPressureGauge_FemaleThreaded | 410_PA_PressureReducingValveWithPressureGauge_FemaleThreaded | Y | exact | 100 | accepted | 73649 | SAN
410_PA_PressureReducingValve_Flanged | 410_PA_PressureReducingValve_Flanged | Y | exact | 100 | accepted | 73650 | SAN
410_PA_PressureReducingValve_Threaded | 410_PA_PressureReducingValve_Threaded | Y | exact | 100 | accepted | 73652 | SAN
410_PA_PressureRegulator_Thread | 410_PA_PressureRegulator_Thread | Y | exact | 100 | accepted | 73653 | SAN
410_PA_SamplingValveForWashBasinAngleValve_Standard_SS | 410_PA_SamplingValveForWashBasinAngleValve_Standard_SS | Y | exact | 100 | accepted | 73654 | SAN
410_PA_SamplingValve_Standard_Gunmetal | 410_PA_SamplingValve_Standard_Gunmetal | Y | exact | 100 | accepted | 73655 | SAN
410_PA_SamplingValve_Standard_SS | 410_PA_SamplingValve_Standard_SS | Y | exact | 100 | accepted | 73656 | SAN
410_PA_ShutoffValve_Flanged | 410_PA_ShutoffValve_Flanged | Y | exact | 100 | accepted | 73657 | SAN
410_PA_ShutoffValve_Flanged_DrainValve | 410_PA_ShutoffValve_Flanged_DrainValve | Y | exact | 100 | accepted | 73658 | SAN
410_PA_ShutoffValve_MapressGeberit | 410_PA_ShutoffValve_MapressGeberit | Y | exact | 100 | accepted | 73664 | SAN
410_PA_ShutoffValve_Mapress_WithDrainValve | 410_PA_ShutoffValve_Mapress_WithDrainValve | Y | exact | 100 | accepted | 73663 | SAN
410_PA_ShutoffValve_Threaded | 410_PA_ShutoffValve_Threaded | Y | exact | 100 | accepted | 73659 | SAN
410_PA_ShutoffValve_WithDrainPlug_Threaded | 410_PA_ShutoffValve_WithDrainPlug_Threaded | Y | exact | 100 | accepted | 73660 | SAN
410_PA_SingleInstallationRackWatermeter_Threaded | 410_PA_SingleInstallationRackWatermeter_Threaded | Y | exact | 100 | accepted | 73661 | SAN
410_PA_SolenoidControlValve_Flanged | 410_PA_SolenoidControlValve_Flanged | Y | exact | 100 | accepted | 73662 | SAN
410_PA_StaticBalancingValve_Threaded_MultiFixPlus | 410_PA_StaticBalancingValve_Threaded_MultiFixPlus | Y | exact | 100 | accepted | 73666 | SAN
410_PA_StaticBalancingValve_UnionThreaded_MultiFixPlus | 410_PA_StaticBalancingValve_UnionThreaded_MultiFixPlus | Y | exact | 100 | accepted | 73667 | SAN
410_PA_StopValve_SocketFusion | 410_PA_StopValve_SocketFusion | Y | exact | 100 | accepted | 73645 | SAN
410_PA_StraightSafetyValve_Threaded | 410_PA_StraightSafetyValve_Threaded | Y | exact | 100 | accepted | 73665 | SAN
410_PA_SwingcheckValve_Flanged | 410_PA_SwingcheckValve_Flanged | Y | exact | 100 | accepted | 73668 | SAN
410_PA_SwingcheckValve_Threaded | 410_PA_SwingcheckValve_Threaded | Y | exact | 100 | accepted | 73669 | SAN
410_PA_SystemSeparator_Flanged | 410_PA_SystemSeparator_Flanged | Y | exact | 100 | accepted | 73670 | SAN
410_PA_SystemSeparator_Threaded | 410_PA_SystemSeparator_Threaded | Y | exact | 100 | accepted | 73671 | SAN
410_PA_THandleBallValve_Threaded | 410_PA_THandleBallValve_Threaded | Y | exact | 100 | accepted | 73673 | SAN
410_PA_TemperatureMeasuringValve_Threaded_KHS | 410_PA_TemperatureMeasuringValve_Threaded_KHS | Y | exact | 100 | accepted | 73672 | SAN
410_PA_ThermostaticBalancingValve_Mapress_UpEtaTherm | 410_PA_ThermostaticBalancingValve_Mapress_UpEtaTherm | Y | exact | 100 | accepted | 73674 | SAN
410_PA_ThreePiecesBallValve_Welded | 410_PA_ThreePiecesBallValve_Welded | Y | exact | 100 | accepted | 73675 | SAN
410_PA_ThreeWayMotorisedControlValve_Flanged | 410_PA_ThreeWayMotorisedControlValve_Flanged | Y | exact | 100 | accepted | 73676 | SAN
410_PA_ThreeWayMotorisedControlValve_Threaded | 410_PA_ThreeWayMotorisedControlValve_Threaded | Y | exact | 100 | accepted | 73677 | SAN
410_PA_TwoWayDiaphragmValve_Flanged | 410_PA_TwoWayDiaphragmValve_Flanged | Y | exact | 100 | accepted | 73679 | SAN
410_PA_TwoWayDiaphragmValve_Threaded | 410_PA_TwoWayDiaphragmValve_Threaded | Y | exact | 100 | accepted | 73678 | SAN
410_PA_UPConcealedShutoffValve | 410_PA_UPConcealedShutoffValve | Y | exact | 100 | accepted | 73684 | SAN
410_PA_UPVSenkrecht | 410_PA_UPVSenkrecht | Y | exact | 100 | accepted | 73683 | SAN
410_PA_UpETATHERMThermostaticBalancingValve_SanpressProfipress | 410_PA_UpETATHERMThermostaticBalancingValve_SanpressProfipress | Y | exact | 100 | accepted | 73680 | SAN
410_PA_UpETATHERMThermostaticBalancingValve_Threaded | 410_PA_UpETATHERMThermostaticBalancingValve_Threaded | Y | exact | 100 | accepted | 73681 | SAN
410_PA_UpPlusFlushMoutedStopValve_SanpressProfipress | 410_PA_UpPlusFlushMoutedStopValve_SanpressProfipress | Y | exact | 100 | accepted | 73682 | SAN
410_PA_VAVFullFlowShutOffValve_FemaleThreaded | 410_PA_VAVFullFlowShutOffValve_FemaleThreaded | Y | exact | 100 | accepted | 73685 | SAN
410_PA_VentCowl | 410_PA_VentCowl | Y | exact | 100 | accepted | 73686 | SAN
410_PA_WaferButterflyValve_Flanged | 410_PA_WaferButterflyValve_Flanged | Y | exact | 100 | accepted | 73687 | SAN
410_PA_WaterHammerArrestor_Threaded | 410_PA_WaterHammerArrestor_Threaded | Y | exact | 100 | accepted | 73688 | SAN
410_PA_WaterMeterUNI | 410_PA_WaterMeterUNI | Y | exact | 100 | accepted | 73689 | SAN
410_PA_WaterMeter_Flanged | 410_PA_WaterMeter_Flanged | Y | exact | 100 | accepted | 73690 | SAN
410_PA_WaterMeter_Threaded | 410_PA_WaterMeter_Threaded | Y | exact | 100 | accepted | 73691 | SAN
410_PA_YStrainer_Flanged | 410_PA_YStrainer_Flanged | Y | exact | 100 | accepted | 73693 | SAN
410_PA_YStrainer_Threaded | 410_PA_YStrainer_Threaded | Y | exact | 100 | accepted | 73695 | SAN
410_PA_ZBCapRoof_Standard | 410_PA_ZBCapRoof_Standard | Y | exact | 100 | accepted | 73696 | SAN
410_PF_CI_cGutterCap_ExternalStopEnd | 410_PF_CI_cGutterCap_ExternalStopEnd | Y | exact | 100 | accepted | 71828 | SAN
410_PF_CI_cGutterCap_InternalStopEnd | 410_PF_CI_cGutterCap_InternalStopEnd | Y | exact | 100 | accepted | 71830 | SAN
410_PF_CI_cPlug_Coupling | 410_PF_CI_cPlug_Coupling | Y | exact | 100 | accepted | 71683 | SAN
410_PF_CI_cPushinPlug_Clamp | 410_PF_CI_cPushinPlug_Clamp | Y | exact | 100 | accepted | 71692 | SAN
410_PF_CI_eAccessBendLong_Clamp | 410_PF_CI_eAccessBendLong_Clamp | Y | exact | 100 | accepted | 71694 | SAN
410_PF_CI_eAccessBendShort_Clamp | 410_PF_CI_eAccessBendShort_Clamp | Y | exact | 100 | accepted | 71695 | SAN
410_PF_CI_eBend15Degrees_Standard_Clamp | 410_PF_CI_eBend15Degrees_Standard_Clamp | Y | exact | 100 | accepted | 71696 | SAN
410_PF_CI_eBend30Degrees_Standard_Clamp | 410_PF_CI_eBend30Degrees_Standard_Clamp | Y | exact | 100 | accepted | 71697 | SAN
410_PF_CI_eBend68Degree_Clamp | 410_PF_CI_eBend68Degree_Clamp | Y | exact | 100 | accepted | 71698 | SAN
410_PF_CI_eBend88Deg_Clamp | 410_PF_CI_eBend88Deg_Clamp | Y | exact | 100 | accepted | 71700 | SAN
410_PF_CI_eBend88Degree_SpigotAndClamp | 410_PF_CI_eBend88Degree_SpigotAndClamp | Y | exact | 100 | accepted | 71699 | SAN
410_PF_CI_eBendWC_Clamp_Standard | 410_PF_CI_eBendWC_Clamp_Standard | Y | exact | 100 | accepted | 71701 | SAN
410_PF_CI_eBend_Clamp | 410_PF_CI_eBend_Clamp | Y | exact | 100 | accepted | 71702 | SAN
410_PF_CI_eBend_Coupling | 410_PF_CI_eBend_Coupling | Y | exact | 100 | accepted | 71703 | SAN
410_PF_CI_eBend_Coupling_HOST | 410_PF_CI_eBend_Coupling_HOST | Y | exact | 100 | accepted | 71704 | SAN
410_PF_CI_eConectionBend_Clamp | 410_PF_CI_eConectionBend_Clamp | Y | exact | 100 | accepted | 71705 | SAN
410_PF_CI_eDoubleBend45Deg_Coupling_HOST | 410_PF_CI_eDoubleBend45Deg_Coupling_HOST | Y | exact | 100 | accepted | 71706 | SAN
410_PF_CI_eDoubleBend88Deg_Coupling | 410_PF_CI_eDoubleBend88Deg_Coupling | Y | exact | 100 | accepted | 71806 | SAN
410_PF_CI_eGutterAngleUniversal | 410_PF_CI_eGutterAngleUniversal | Y | exact | 100 | accepted | 71826 | SAN
410_PF_CI_eGutterElbow_ExternalDropEndOutlet | 410_PF_CI_eGutterElbow_ExternalDropEndOutlet | Y | exact | 100 | accepted | 71831 | SAN
410_PF_CI_eGutterElbow_InternalDropEndOutlet | 410_PF_CI_eGutterElbow_InternalDropEndOutlet | Y | exact | 100 | accepted | 71832 | SAN
410_PF_CI_eOffsetBend130_Clamp | 410_PF_CI_eOffsetBend130_Clamp | Y | exact | 100 | accepted | 71807 | SAN
410_PF_CI_eOffsetBend200_Clamp | 410_PF_CI_eOffsetBend200_Clamp | Y | exact | 100 | accepted | 71808 | SAN
410_PF_CI_eOffsetBend65_Clamp | 410_PF_CI_eOffsetBend65_Clamp | Y | exact | 100 | accepted | 71820 | SAN
410_PF_CI_ePlainTrap_Clamp | 410_PF_CI_ePlainTrap_Clamp | Y | exact | 100 | accepted | 71821 | SAN
410_PF_CI_eRainwaterSiphon_Coupling | 410_PF_CI_eRainwaterSiphon_Coupling | Y | exact | 100 | accepted | 71684 | SAN
410_PF_CI_eRecirculatedAirBend135Degrees_Standard_Clamp | 410_PF_CI_eRecirculatedAirBend135Degrees_Standard_Clamp | Y | exact | 100 | accepted | 71822 | SAN
410_PF_CI_eRestBend88_Clamp | 410_PF_CI_eRestBend88_Clamp | Y | exact | 100 | accepted | 71823 | SAN
410_PF_CI_eVentilationBend88Axial_Clamp | 410_PF_CI_eVentilationBend88Axial_Clamp | Y | exact | 100 | accepted | 71824 | SAN
410_PF_CI_eVentilationBend88DegreesRadial_Standard_Clamp | 410_PF_CI_eVentilationBend88DegreesRadial_Standard_Clamp | Y | exact | 100 | accepted | 71825 | SAN
410_PF_CI_fAngleDoubleBranch88Degree_Coupling | 410_PF_CI_fAngleDoubleBranch88Degree_Coupling | Y | exact | 100 | accepted | 71687 | SAN
410_PF_CI_mGutterHalfRound | 410_PF_CI_mGutterHalfRound | Y | exact | 100 | accepted | 71833 | SAN
410_PF_CI_mShortPipeRectangularAccessDoor_Standard | 410_PF_CI_mShortPipeRectangularAccessDoor_Standard | Y | exact | 100 | accepted | 71843 | SAN
410_PF_CI_mVerticalTrap_Standard | 410_PF_CI_mVerticalTrap_Standard | Y | exact | 100 | accepted | 71846 | SAN
410_PF_CI_rEccentricReducer_Coupling_HOST | 410_PF_CI_rEccentricReducer_Coupling_HOST | Y | exact | 100 | accepted | 71918 | SAN
410_PF_CI_rEccentricReducer_WithoutCoupling | 410_PF_CI_rEccentricReducer_WithoutCoupling | Y | exact | 100 | accepted | 71847 | SAN
410_PF_CI_rReducingEccentric_Clamp | 410_PF_CI_rReducingEccentric_Clamp | Y | exact | 100 | accepted | 71919 | SAN
410_PF_CI_tBranch45Deg_Coupling | 410_PF_CI_tBranch45Deg_Coupling | Y | exact | 100 | accepted | 71689 | SAN
410_PF_CI_tBranch45Deg_Coupling_HOST | 410_PF_CI_tBranch45Deg_Coupling_HOST | Y | exact | 100 | accepted | 71691 | SAN
410_PF_CI_tBranch45_Clamp | 410_PF_CI_tBranch45_Clamp | Y | exact | 100 | accepted | 71920 | SAN
410_PF_CI_tBranch68Deg_Coupling | 410_PF_CI_tBranch68Deg_Coupling | Y | exact | 100 | accepted | 71598 | SAN
410_PF_CI_tBranch70_Clamp | 410_PF_CI_tBranch70_Clamp | Y | exact | 100 | accepted | 71921 | SAN
410_PF_CI_tBranch88Deg_Coupling | 410_PF_CI_tBranch88Deg_Coupling | Y | exact | 100 | accepted | 71922 | SAN
410_PF_CI_tBranch88Deg_Coupling_HOST | 410_PF_CI_tBranch88Deg_Coupling_HOST | Y | exact | 100 | accepted | 71923 | SAN
410_PF_CI_tBranch88Long_Spigot_Clamp | 410_PF_CI_tBranch88Long_Spigot_Clamp | Y | exact | 100 | accepted | 71924 | SAN
410_PF_CI_tBranch88_Spigot_Clamp | 410_PF_CI_tBranch88_Spigot_Clamp | Y | exact | 100 | accepted | 71925 | SAN
410_PF_CI_tCombinationBranch90_Standard | 410_PF_CI_tCombinationBranch90_Standard | Y | exact | 100 | accepted | 71926 | SAN
410_PF_CI_tCornerBranch88_Clamp | 410_PF_CI_tCornerBranch88_Clamp | Y | exact | 100 | accepted | 71927 | SAN
410_PF_CI_tGutterTee_RunningOutlet | 410_PF_CI_tGutterTee_RunningOutlet | Y | exact | 100 | accepted | 71834 | SAN
410_PF_CI_tSweptEntryBranch88_Spigot_Clamp | 410_PF_CI_tSweptEntryBranch88_Spigot_Clamp | Y | exact | 100 | accepted | 71928 | SAN
410_PF_CI_uBearing | 410_PF_CI_uBearing | Y | exact | 100 | accepted | 71688 | SAN
410_PF_CI_uCleaningPipeWithRoundCover_Coupling | 410_PF_CI_uCleaningPipeWithRoundCover_Coupling | Y | exact | 100 | accepted | 71679 | SAN
410_PF_CI_uDownPipeBracket_Coupling | 410_PF_CI_uDownPipeBracket_Coupling | Y | exact | 100 | accepted | 71850 | SAN
410_PF_CI_uGutterUnionConnector | 410_PF_CI_uGutterUnionConnector | Y | exact | 100 | accepted | 71842 | SAN
410_PF_CI_uSMLRainwaterSiphonVertical_Coupling | 410_PF_CI_uSMLRainwaterSiphonVertical_Coupling | Y | exact | 100 | accepted | 71685 | SAN
410_PF_CI_uShortPipeRoundAccessDoor_Clamp | 410_PF_CI_uShortPipeRoundAccessDoor_Clamp | Y | exact | 100 | accepted | 71929 | SAN
410_PF_CI_uTrapHorizontal_Clamp | 410_PF_CI_uTrapHorizontal_Clamp | Y | exact | 100 | accepted | 71930 | SAN
410_PF_CI_xCombinationBranch88Degree_Coupling | 410_PF_CI_xCombinationBranch88Degree_Coupling | Y | exact | 100 | accepted | 71680 | SAN
410_PF_CI_xDoubleBend88Degrees_Standard_Clamp | 410_PF_CI_xDoubleBend88Degrees_Standard_Clamp | Y | exact | 100 | accepted | 71805 | SAN
410_PF_CI_xDoubleBranch45_Clamp | 410_PF_CI_xDoubleBranch45_Clamp | Y | exact | 100 | accepted | 71931 | SAN
410_PF_CI_xDoubleBranch70Deg_Clamp | 410_PF_CI_xDoubleBranch70Deg_Clamp | Y | exact | 100 | accepted | 71988 | SAN
410_PF_CI_xDoubleBranch_Coupling | 410_PF_CI_xDoubleBranch_Coupling | Y | exact | 100 | accepted | 71693 | SAN
410_PF_CO_mDoubleElbowTapConnector90Degree_Mapress | 410_PF_CO_mDoubleElbowTapConnector90Degree_Mapress | Y | exact | 100 | accepted | 71989 | SAN
410_PF_CS_cEndCaps_Welded | 410_PF_CS_cEndCaps_Welded | Y | exact | 100 | accepted | 71990 | SAN
410_PF_CS_eLongRadiusElbows_Welded | 410_PF_CS_eLongRadiusElbows_Welded | Y | exact | 100 | accepted | 71991 | SAN
410_PF_CS_eLongRadiusReturnBends_Welded | 410_PF_CS_eLongRadiusReturnBends_Welded | Y | exact | 100 | accepted | 71992 | SAN
410_PF_CS_eRadiusElbows_Welded | 410_PF_CS_eRadiusElbows_Welded | Y | exact | 100 | accepted | 71994 | SAN
410_PF_CS_eRadiusReturnBends_Welded | 410_PF_CS_eRadiusReturnBends_Welded | Y | exact | 100 | accepted | 73481 | SAN
410_PF_CS_fPlaneFlange_Flanged | 410_PF_CS_fPlaneFlange_Flanged | Y | exact | 100 | accepted | 71996 | SAN
410_PF_CS_rConcentricReducers_Welded | 410_PF_CS_rConcentricReducers_Welded | Y | exact | 100 | accepted | 71997 | SAN
410_PF_CS_rConnector_MapressAndFemaleThread | 410_PF_CS_rConnector_MapressAndFemaleThread | Y | exact | 100 | accepted | 71998 | SAN
410_PF_CS_tTee_Welded | 410_PF_CS_tTee_Welded | Y | exact | 100 | accepted | 73482 | SAN
410_PF_CS_uConnector_MapressAndFemaleThread | 410_PF_CS_uConnector_MapressAndFemaleThread | Y | exact | 100 | accepted | 71999 | SAN
410_PF_DI_cBellmouth_Flanged | 410_PF_DI_cBellmouth_Flanged | Y | exact | 100 | accepted | 72000 | SAN
410_PF_DI_cBlind_Flanged | 410_PF_DI_cBlind_Flanged | Y | exact | 100 | accepted | 72001 | SAN
410_PF_DI_cCap_KType | 410_PF_DI_cCap_KType | Y | exact | 100 | accepted | 72002 | SAN
410_PF_DI_cPlug_TType | 410_PF_DI_cPlug_TType | Y | exact | 100 | accepted | 72003 | SAN
410_PF_DI_eBend_Flange | 410_PF_DI_eBend_Flange | Y | exact | 100 | accepted | 72005 | SAN
410_PF_DI_eBend_Socket | 410_PF_DI_eBend_Socket | Y | exact | 100 | accepted | 72006 | SAN
410_PF_DI_eDuckfoodBend90Deg_Flanged | 410_PF_DI_eDuckfoodBend90Deg_Flanged | Y | exact | 100 | accepted | 72007 | SAN
410_PF_DI_fFlange_RFType | 410_PF_DI_fFlange_RFType | Y | exact | 100 | accepted | 72008 | SAN
410_PF_DI_rFlangedCover | 410_PF_DI_rFlangedCover | Y | exact | 100 | accepted | 72009 | SAN
410_PF_DI_rTapper_Flanged | 410_PF_DI_rTapper_Flanged | Y | exact | 100 | accepted | 72012 | SAN
410_PF_DI_rTapper_Socket | 410_PF_DI_rTapper_Socket | Y | exact | 100 | accepted | 72013 | SAN
410_PF_DI_tDoubleSocketTee_PushOnJoint_WithLevelInvertFlangedBranch | 410_PF_DI_tDoubleSocketTee_PushOnJoint_WithLevelInvertFlangedBranch | Y | exact | 100 | accepted | 72023 | SAN
410_PF_DI_tLevelInvertTee_Flanged | 410_PF_DI_tLevelInvertTee_Flanged | Y | exact | 100 | accepted | 72014 | SAN
410_PF_DI_tTeeSocketWithLevelInvertFlangedBranch | 410_PF_DI_tTeeSocketWithLevelInvertFlangedBranch | Y | exact | 100 | accepted | 72016 | SAN
410_PF_DI_tTee_Flanged | 410_PF_DI_tTee_Flanged | Y | exact | 100 | accepted | 72017 | SAN
410_PF_DI_tTee_Socket | 410_PF_DI_tTee_Socket | Y | exact | 100 | accepted | 72018 | SAN
410_PF_DI_tTee_SocketAndFlangedBranch | 410_PF_DI_tTee_SocketAndFlangedBranch | Y | exact | 100 | accepted | 72015 | SAN
410_PF_DI_uAdaptorRestrained_Flanged | 410_PF_DI_uAdaptorRestrained_Flanged | Y | exact | 100 | accepted | 72019 | SAN
410_PF_DI_uFlangeAdaptor | 410_PF_DI_uFlangeAdaptor | Y | exact | 100 | accepted | 72020 | SAN
410_PF_DI_uUnion_Socket | 410_PF_DI_uUnion_Socket | Y | exact | 100 | accepted | 72022 | SAN
410_PF_EPDM_mKonfixConnector_PushOnJoint | 410_PF_EPDM_mKonfixConnector_PushOnJoint | Y | exact | 100 | accepted | 72024 | SAN
410_PF_GA_mPTrapGMX_Standard | 410_PF_GA_mPTrapGMX_Standard | Y | exact | 100 | accepted | 72612 | SAN
410_PF_GS_cFrogFlap_Socket_GMX | 410_PF_GS_cFrogFlap_Socket_GMX | Y | exact | 100 | accepted | 72035 | SAN
410_PF_GS_cSealingPlugsWithVentilationSlots_PushOnJoint | 410_PF_GS_cSealingPlugsWithVentilationSlots_PushOnJoint | Y | exact | 100 | accepted | 72040 | SAN
410_PF_GS_eAngleBend_1PushShortSocket_GMX | 410_PF_GS_eAngleBend_1PushShortSocket_GMX | Y | exact | 100 | accepted | 72041 | SAN
410_PF_GS_eAngleBend_1PushSocket_GMX | 410_PF_GS_eAngleBend_1PushSocket_GMX | Y | exact | 100 | accepted | 72464 | SAN
410_PF_GS_eBasinConnector_1PushSocket_GMX | 410_PF_GS_eBasinConnector_1PushSocket_GMX | Y | exact | 100 | accepted | 72042 | SAN
410_PF_GS_eBendWithCalm_1PushSocket_GMX | 410_PF_GS_eBendWithCalm_1PushSocket_GMX | Y | exact | 100 | accepted | 72043 | SAN
410_PF_GS_eBend_1PushSocket_GMX | 410_PF_GS_eBend_1PushSocket_GMX | Y | exact | 100 | accepted | 72046 | SAN
410_PF_GS_eBend_NoSocket_GMX | 410_PF_GS_eBend_NoSocket_GMX | Y | exact | 100 | accepted | 72048 | SAN
410_PF_GS_eNarrowBend_1PushSocketAndTightRadius_GMX | 410_PF_GS_eNarrowBend_1PushSocketAndTightRadius_GMX | Y | exact | 100 | accepted | 72049 | SAN
410_PF_GS_eReductionAngleBendShort_1PushSocket_GMX | 410_PF_GS_eReductionAngleBendShort_1PushSocket_GMX | Y | exact | 100 | accepted | 72050 | SAN
410_PF_GS_eReductionAngleBend_1PushSocket_GMX | 410_PF_GS_eReductionAngleBend_1PushSocket_GMX | Y | exact | 100 | accepted | 72051 | SAN
410_PF_GS_mOptimisationPart_1PushSocket | 410_PF_GS_mOptimisationPart_1PushSocket | Y | exact | 100 | accepted | 72053 | SAN
410_PF_GS_rAdapterConcentricSpigot_1PushSocket_GMX | 410_PF_GS_rAdapterConcentricSpigot_1PushSocket_GMX | Y | exact | 100 | accepted | 72076 | SAN
410_PF_GS_rAdapterConcentric_1PushSocket_GMX | 410_PF_GS_rAdapterConcentric_1PushSocket_GMX | Y | exact | 100 | accepted | 72077 | SAN
410_PF_GS_rAdapterEccentric_1PushSocket_GMX | 410_PF_GS_rAdapterEccentric_1PushSocket_GMX | Y | exact | 100 | accepted | 72078 | SAN
410_PF_GS_rConcentricOptimiser_1PushSocket_GMX | 410_PF_GS_rConcentricOptimiser_1PushSocket_GMX | Y | exact | 100 | accepted | 72079 | SAN
410_PF_GS_tReducingSingleBranches45Deg_1BushSocket_GMX | 410_PF_GS_tReducingSingleBranches45Deg_1BushSocket_GMX | Y | exact | 100 | accepted | 72081 | SAN
410_PF_GS_tSingleBranchesTee_2PushSocketAndSpigot_GMX | 410_PF_GS_tSingleBranchesTee_2PushSocketAndSpigot_GMX | Y | exact | 100 | accepted | 72082 | SAN
410_PF_GS_tSingleBranches_45Deg_NoSocket_GMX | 410_PF_GS_tSingleBranches_45Deg_NoSocket_GMX | Y | exact | 100 | accepted | 72083 | SAN
410_PF_GS_tTeeBranches_2PushSocket_GMX | 410_PF_GS_tTeeBranches_2PushSocket_GMX | Y | exact | 100 | accepted | 72084 | SAN
410_PF_GS_tTransitionBranch45DegTee_2PushSocket_GMX | 410_PF_GS_tTransitionBranch45DegTee_2PushSocket_GMX | Y | exact | 100 | accepted | 72085 | SAN
410_PF_GS_uBends_1PushSocket_GMX | 410_PF_GS_uBends_1PushSocket_GMX | Y | exact | 100 | accepted | 72086 | SAN
410_PF_GS_uGutterPipes_1PushSocket_GMX | 410_PF_GS_uGutterPipes_1PushSocket_GMX | Y | exact | 100 | accepted | 72087 | SAN
410_PF_GS_uGutterRound_SocketAndStandard | 410_PF_GS_uGutterRound_SocketAndStandard | Y | exact | 100 | accepted | 72052 | SAN
410_PF_GS_uLongCleaningOpening_1PushSocket_GMX | 410_PF_GS_uLongCleaningOpening_1PushSocket_GMX | Y | exact | 100 | accepted | 72088 | SAN
410_PF_GS_uLongCleaningOpening_NoSocket_GMX | 410_PF_GS_uLongCleaningOpening_NoSocket_GMX | Y | exact | 100 | accepted | 72090 | SAN
410_PF_GS_uLongUnion_1PushSocket_GMX | 410_PF_GS_uLongUnion_1PushSocket_GMX | Y | exact | 100 | accepted | 72089 | SAN
410_PF_GS_uSpigottoPlastic_1PushSocket_GMX | 410_PF_GS_uSpigottoPlastic_1PushSocket_GMX | Y | exact | 100 | accepted | 72091 | SAN
410_PF_GS_uTransitionSMLtoGMX_1PushSocket | 410_PF_GS_uTransitionSMLtoGMX_1PushSocket | Y | exact | 100 | accepted | 72092 | SAN
410_PF_GS_uTranstiontoCastIron_GMX | 410_PF_GS_uTranstiontoCastIron_GMX | Y | exact | 100 | accepted | 72093 | SAN
410_PF_GS_uUnion_2PushSocket_GMX | 410_PF_GS_uUnion_2PushSocket_GMX | Y | exact | 100 | accepted | 72095 | SAN
410_PF_GS_xDoubleCorrnerBranches_3PushSocket_GMX | 410_PF_GS_xDoubleCorrnerBranches_3PushSocket_GMX | Y | exact | 100 | accepted | 72100 | SAN
410_PF_GS_xReducingDoubleBranches_3PushSocket_GMX | 410_PF_GS_xReducingDoubleBranches_3PushSocket_GMX | Y | exact | 100 | accepted | 72101 | SAN
410_PF_HDPE_cProtectionCap | 410_PF_HDPE_cProtectionCap | Y | exact | 100 | accepted | 72102 | SAN
410_PF_HDPE_cProtectionCapForPipeEnd_Standard | 410_PF_HDPE_cProtectionCapForPipeEnd_Standard | Y | exact | 100 | accepted | 72103 | SAN
410_PF_HDPE_cThreadedConnectorWithScrewCap | 410_PF_HDPE_cThreadedConnectorWithScrewCap | Y | exact | 100 | accepted | 72104 | SAN
410_PF_HDPE_eBend90Deg_Reducer_Welded | 410_PF_HDPE_eBend90Deg_Reducer_Welded | Y | exact | 100 | accepted | 72105 | SAN
410_PF_HDPE_eBend_Welded | 410_PF_HDPE_eBend_Welded | Y | exact | 100 | accepted | 72106 | SAN
410_PF_HDPE_eConnectionBend88Deg_ForFloorStandingWC | 410_PF_HDPE_eConnectionBend88Deg_ForFloorStandingWC | Y | exact | 100 | accepted | 72521 | SAN
410_PF_HDPE_eConnectionBend90Deg_ForWallHungWC | 410_PF_HDPE_eConnectionBend90Deg_ForWallHungWC | Y | exact | 100 | accepted | 72524 | SAN
410_PF_HDPE_eScrewCap | 410_PF_HDPE_eScrewCap | Y | exact | 100 | accepted | 72526 | SAN
410_PF_HDPE_eSegmentBend_Welded | 410_PF_HDPE_eSegmentBend_Welded | Y | exact | 100 | accepted | 72527 | SAN
410_PF_HDPE_fLooseFlange_Flanged | 410_PF_HDPE_fLooseFlange_Flanged | Y | exact | 100 | accepted | 72032 | SAN
410_PF_HDPE_mDoubleConnectionBend90Deg_HorizontalForWallHungWC | 410_PF_HDPE_mDoubleConnectionBend90Deg_HorizontalForWallHungWC | Y | exact | 100 | accepted | 72529 | SAN
410_PF_HDPE_mPTrap | 410_PF_HDPE_mPTrap | Y | exact | 100 | accepted | 72614 | SAN
410_PF_HDPE_mQuadrupleDoubleBrandFitting88Deg_Welded | 410_PF_HDPE_mQuadrupleDoubleBrandFitting88Deg_Welded | Y | exact | 100 | accepted | 72531 | SAN
410_PF_HDPE_mReducedRingSealSocket_Socket | 410_PF_HDPE_mReducedRingSealSocket_Socket | Y | exact | 100 | accepted | 72547 | SAN
410_PF_HDPE_mRunningTrap_Standard | 410_PF_HDPE_mRunningTrap_Standard | Y | exact | 100 | accepted | 72532 | SAN
410_PF_HDPE_mSTrap_Standard | 410_PF_HDPE_mSTrap_Standard | Y | exact | 100 | accepted | 72537 | SAN
410_PF_HDPE_mSoventFitting_Welded | 410_PF_HDPE_mSoventFitting_Welded | Y | exact | 100 | accepted | 72533 | SAN
410_PF_HDPE_mUniversalTrap_WithFlangeBushing | 410_PF_HDPE_mUniversalTrap_WithFlangeBushing | Y | exact | 100 | accepted | 72539 | SAN
410_PF_HDPE_mWasteManifold | 410_PF_HDPE_mWasteManifold | Y | exact | 100 | accepted | 72541 | SAN
410_PF_HDPE_rAdaptorSocket_DN90xDN100 | 410_PF_HDPE_rAdaptorSocket_DN90xDN100 | Y | exact | 100 | accepted | 72542 | SAN
410_PF_HDPE_rCompressionJoint_MechanicalJoint | 410_PF_HDPE_rCompressionJoint_MechanicalJoint | Y | exact | 100 | accepted | 72544 | SAN
410_PF_HDPE_rReducerAdaptor_MaleThreaded | 410_PF_HDPE_rReducerAdaptor_MaleThreaded | Y | exact | 100 | accepted | 72557 | SAN
410_PF_HDPE_rReducer_Welded | 410_PF_HDPE_rReducer_Welded | Y | exact | 100 | accepted | 72546 | SAN
410_PF_HDPE_rStraightConnectorWithRingSealSocket_WC | 410_PF_HDPE_rStraightConnectorWithRingSealSocket_WC | Y | exact | 100 | accepted | 72548 | SAN
410_PF_HDPE_tBreechesBranchFitting2x30Deg_Welded | 410_PF_HDPE_tBreechesBranchFitting2x30Deg_Welded | Y | exact | 100 | accepted | 72549 | SAN
410_PF_HDPE_tDoubleConnectionBend90Deg_ForSleeve | 410_PF_HDPE_tDoubleConnectionBend90Deg_ForSleeve | Y | exact | 100 | accepted | 72528 | SAN
410_PF_HDPE_tDoubleConnectionBend90Deg_SlipJoint_VerticalForWallHungWC | 410_PF_HDPE_tDoubleConnectionBend90Deg_SlipJoint_VerticalForWallHungWC | Y | exact | 100 | accepted | 72530 | SAN
410_PF_HDPE_tLateralTee_Welded | 410_PF_HDPE_tLateralTee_Welded | Y | exact | 100 | accepted | 72550 | SAN
410_PF_HDPE_tSilen_DB20BreechesBranchFitting90Deg_Welded | 410_PF_HDPE_tSilen_DB20BreechesBranchFitting90Deg_Welded | Y | exact | 100 | accepted | 72551 | SAN
410_PF_HDPE_uAccessPipe45Deg_RoundServiceOpening_Welded | 410_PF_HDPE_uAccessPipe45Deg_RoundServiceOpening_Welded | Y | exact | 100 | accepted | 72552 | SAN
410_PF_HDPE_uAccessPipe90Deg_OvalServiceOpening_Welded | 410_PF_HDPE_uAccessPipe90Deg_OvalServiceOpening_Welded | Y | exact | 100 | accepted | 72553 | SAN
410_PF_HDPE_uAccessPipe90Deg_RoundServiceOpening_Welded | 410_PF_HDPE_uAccessPipe90Deg_RoundServiceOpening_Welded | Y | exact | 100 | accepted | 72554 | SAN
410_PF_HDPE_uAdapterUnion_FemaleThreadAndCompressionJoint | 410_PF_HDPE_uAdapterUnion_FemaleThreadAndCompressionJoint | Y | exact | 100 | accepted | 72556 | SAN
410_PF_HDPE_uAdapterUnion_FemaleThreaded | 410_PF_HDPE_uAdapterUnion_FemaleThreaded | Y | exact | 100 | accepted | 72555 | SAN
410_PF_HDPE_uClampingConnector | 410_PF_HDPE_uClampingConnector | Y | exact | 100 | accepted | 72558 | SAN
410_PF_HDPE_uExpansion_Socket | 410_PF_HDPE_uExpansion_Socket | Y | exact | 100 | accepted | 72559 | SAN
410_PF_HDPE_uFlangeAdapter_Standard | 410_PF_HDPE_uFlangeAdapter_Standard | Y | exact | 100 | accepted | 72560 | SAN
410_PF_HDPE_uFlangeBushing_Standard | 410_PF_HDPE_uFlangeBushing_Standard | Y | exact | 100 | accepted | 72561 | SAN
410_PF_HDPE_uStraightAdapterHDPEToPVC_ButtFusionAndPushOnJoint | 410_PF_HDPE_uStraightAdapterHDPEToPVC_ButtFusionAndPushOnJoint | Y | exact | 100 | accepted | 72601 | SAN
410_PF_HDPE_uStraightAdapterToCastIronPipe | 410_PF_HDPE_uStraightAdapterToCastIronPipe | Y | exact | 100 | accepted | 72596 | SAN
410_PF_HDPE_uStraightAdapter_CompressionAndSpigot | 410_PF_HDPE_uStraightAdapter_CompressionAndSpigot | Y | exact | 100 | accepted | 72605 | SAN
410_PF_HDPE_uStraightAdapter_WithMaleThread&CompressionJoint_Standard | 410_PF_HDPE_uStraightAdapter_WithMaleThread&CompressionJoint_Standard | Y | exact | 100 | accepted | 72606 | SAN
410_PF_HDPE_uStraightConnectorForWC_ButtFusionAndPushOnJoint | 410_PF_HDPE_uStraightConnectorForWC_ButtFusionAndPushOnJoint | Y | exact | 100 | accepted | 72607 | SAN
410_PF_HDPE_uStraightConnector_ForFloorStandingWC | 410_PF_HDPE_uStraightConnector_ForFloorStandingWC | Y | exact | 100 | accepted | 72608 | SAN
410_PF_HDPE_uUnionConnection_WeldingJoints | 410_PF_HDPE_uUnionConnection_WeldingJoints | Y | exact | 100 | accepted | 72610 | SAN
410_PF_HDPE_uUnion_FemaleThreadAndCompression | 410_PF_HDPE_uUnion_FemaleThreadAndCompression | Y | exact | 100 | accepted | 72609 | SAN
410_PF_HDPE_xDoubleBrandFitting45Deg_Welded | 410_PF_HDPE_xDoubleBrandFitting45Deg_Welded | Y | exact | 100 | accepted | 72611 | SAN
410_PF_PE_eBendForWandWC | 410_PF_PE_eBendForWandWC | Y | exact | 100 | accepted | 72618 | SAN
410_PF_PPMD_eBend_SocketAndSpigot_Silent | 410_PF_PPMD_eBend_SocketAndSpigot_Silent | Y | exact | 100 | accepted | 72678 | SAN
410_PF_PPMD_mCombinedCornerBranch_SocketAndSpigot_Silent | 410_PF_PPMD_mCombinedCornerBranch_SocketAndSpigot_Silent | Y | exact | 100 | accepted | 72681 | SAN
410_PF_PPMD_mCombinedCornerBranch_SocketAndSpigot_SilentPro | 410_PF_PPMD_mCombinedCornerBranch_SocketAndSpigot_SilentPro | Y | exact | 100 | accepted | 72721 | SAN
410_PF_PPMD_mCornerBranch88Deg_SocketAndSpigot_SilentPro | 410_PF_PPMD_mCornerBranch88Deg_SocketAndSpigot_SilentPro | Y | exact | 100 | accepted | 72723 | SAN
410_PF_PPMD_rReducerEccentric_SocketAndSpigot_Silent | 410_PF_PPMD_rReducerEccentric_SocketAndSpigot_Silent | Y | exact | 100 | accepted | 72700 | SAN
410_PF_PPMD_tBranchSweptEntry88Deg_SocketAndSpigot_Silent | 410_PF_PPMD_tBranchSweptEntry88Deg_SocketAndSpigot_Silent | Y | exact | 100 | accepted | 72672 | SAN
410_PF_PPMD_tDoubleConnectionBend90Deg_Extended_Silent | 410_PF_PPMD_tDoubleConnectionBend90Deg_Extended_Silent | Y | exact | 100 | accepted | 72673 | SAN
410_PF_PPMD_uAccessPipe90DegWithRoundServiceOpening_SocketAndSpigot_SilentPro | 410_PF_PPMD_uAccessPipe90DegWithRoundServiceOpening_SocketAndSpigot_SilentPro | Y | exact | 100 | accepted | 72730 | SAN
410_PF_PPMD_xDuctBranchSweptEntry88DegLeft_SocketAndSpigot_Silent | 410_PF_PPMD_xDuctBranchSweptEntry88DegLeft_SocketAndSpigot_Silent | Y | exact | 100 | accepted | 72671 | SAN
410_PF_PPMX_eElbow_SocketAndSpigot_SilentPro | 410_PF_PPMX_eElbow_SocketAndSpigot_SilentPro | Y | exact | 100 | accepted | 72720 | SAN
410_PF_PPMX_rReducerEccentric_SocketAndSpigot_SilentPro | 410_PF_PPMX_rReducerEccentric_SocketAndSpigot_SilentPro | Y | exact | 100 | accepted | 72725 | SAN
410_PF_PPMX_uSlipCoupling_PushOnJoint_SilentPro | 410_PF_PPMX_uSlipCoupling_PushOnJoint_SilentPro | Y | exact | 100 | accepted | 72731 | SAN
410_PF_PPMX_wParallelBrand45Deg_SocketAndSpigot_SilentPro | 410_PF_PPMX_wParallelBrand45Deg_SocketAndSpigot_SilentPro | Y | exact | 100 | accepted | 72732 | SAN
410_PF_PPR_cEndCap_SocketFusion | 410_PF_PPR_cEndCap_SocketFusion | Y | exact | 100 | accepted | 72638 | SAN
410_PF_PPR_eElbow90DegBracket_FemaleThreadAndSocketFusion | 410_PF_PPR_eElbow90DegBracket_FemaleThreadAndSocketFusion | Y | exact | 100 | accepted | 72641 | SAN
410_PF_PPR_eElbow90DegBracket_MaleThreadAndSocketFusion | 410_PF_PPR_eElbow90DegBracket_MaleThreadAndSocketFusion | Y | exact | 100 | accepted | 72645 | SAN
410_PF_PPR_eElbow90Deg_FemaleThreadAndSocketFusion | 410_PF_PPR_eElbow90Deg_FemaleThreadAndSocketFusion | Y | exact | 100 | accepted | 72646 | SAN
410_PF_PPR_eElbow90Deg_MaleThreadAndSocketFusion | 410_PF_PPR_eElbow90Deg_MaleThreadAndSocketFusion | Y | exact | 100 | accepted | 72651 | SAN
410_PF_PPR_eElbow_SocketFusion | 410_PF_PPR_eElbow_SocketFusion | Y | exact | 100 | accepted | 72647 | SAN
410_PF_PPR_mCoupling_FemaleThreadAndSocketFusion | 410_PF_PPR_mCoupling_FemaleThreadAndSocketFusion | Y | exact | 100 | accepted | 72648 | SAN
410_PF_PPR_rReducing_SocketFusion | 410_PF_PPR_rReducing_SocketFusion | Y | exact | 100 | accepted | 72656 | SAN
410_PF_PPR_tTee_FemaleThreadedAndSocketFusion | 410_PF_PPR_tTee_FemaleThreadedAndSocketFusion | Y | exact | 100 | accepted | 72661 | SAN
410_PF_PPR_tTee_MaleThreadedAndSocketFusion | 410_PF_PPR_tTee_MaleThreadedAndSocketFusion | Y | exact | 100 | accepted | 72664 | SAN
410_PF_PPR_tTee_SocketFusion | 410_PF_PPR_tTee_SocketFusion | Y | exact | 100 | accepted | 72665 | SAN
410_PF_PPR_uCoupling_MaleThreadAndSocketFusion | 410_PF_PPR_uCoupling_MaleThreadAndSocketFusion | Y | exact | 100 | accepted | 72667 | SAN
410_PF_PPR_uUnion_BushSocketFusion | 410_PF_PPR_uUnion_BushSocketFusion | Y | exact | 100 | accepted | 72668 | SAN
410_PF_PPR_uUnion_SocketFusion | 410_PF_PPR_uUnion_SocketFusion | Y | exact | 100 | accepted | 72669 | SAN
410_PF_PP_mOdorTrapForSinkHorizontal_Standard | 410_PF_PP_mOdorTrapForSinkHorizontal_Standard | Y | exact | 100 | accepted | 72692 | SAN
410_PF_PP_mOdorTrapForSinkVerticalAndHorizontal_Standard | 410_PF_PP_mOdorTrapForSinkVerticalAndHorizontal_Standard | Y | exact | 100 | accepted | 72697 | SAN
410_PF_PP_mOdorTrapForSinkVertical_Standard | 410_PF_PP_mOdorTrapForSinkVertical_Standard | Y | exact | 100 | accepted | 72696 | SAN
410_PF_PP_tBranch_SocketSpigot_Silent | 410_PF_PP_tBranch_SocketSpigot_Silent | Y | exact | 100 | accepted | 72679 | SAN
410_PF_PP_uAccessPipe90Deg_SocketAndSpigot_WithRoundServiceOpening&Silent | 410_PF_PP_uAccessPipe90Deg_SocketAndSpigot_WithRoundServiceOpening&Silent | Y | exact | 100 | accepted | 72674 | SAN
410_PF_PP_xDoubleBranchFitting88Deg_SocketAndSpigot_Silent | 410_PF_PP_xDoubleBranchFitting88Deg_SocketAndSpigot_Silent | Y | exact | 100 | accepted | 72682 | SAN
410_PF_PP_xDoubleBranchFitting88Deg_SocketAndSpigot_SweptEntryAndSilent | 410_PF_PP_xDoubleBranchFitting88Deg_SocketAndSpigot_SweptEntryAndSilent | Y | exact | 100 | accepted | 72689 | SAN
410_PF_SS_cCap_Mapress | 410_PF_SS_cCap_Mapress | Y | exact | 100 | accepted | 72737 | SAN
410_PF_SS_cDrainplugWithScrewedPlug | 410_PF_SS_cDrainplugWithScrewedPlug | Y | exact | 100 | accepted | 72739 | SAN
410_PF_SS_cSocketPlug | 410_PF_SS_cSocketPlug | Y | exact | 100 | accepted | 72740 | SAN
410_PF_SS_cSocketPlugWithClamp | 410_PF_SS_cSocketPlugWithClamp | Y | exact | 100 | accepted | 72742 | SAN
410_PF_SS_cVentCowl_Standard | 410_PF_SS_cVentCowl_Standard | Y | exact | 100 | accepted | 72744 | SAN
410_PF_SS_eBend45Degrees_SocketAndStandard | 410_PF_SS_eBend45Degrees_SocketAndStandard | Y | exact | 100 | accepted | 72747 | SAN
410_PF_SS_eBend87_Socket | 410_PF_SS_eBend87_Socket | Y | exact | 100 | accepted | 72750 | SAN
410_PF_SS_eBendWith250mmOblong_Clamp | 410_PF_SS_eBendWith250mmOblong_Clamp | Y | exact | 100 | accepted | 72754 | SAN
410_PF_SS_eBend_15_1Socket | 410_PF_SS_eBend_15_1Socket | Y | exact | 100 | accepted | 72755 | SAN
410_PF_SS_eBend_30_1Socket | 410_PF_SS_eBend_30_1Socket | Y | exact | 100 | accepted | 72757 | SAN
410_PF_SS_eElbow90DegAdaptor_FemaleThreadedAndPlainEndAndMapress | 410_PF_SS_eElbow90DegAdaptor_FemaleThreadedAndPlainEndAndMapress | Y | exact | 100 | accepted | 72759 | SAN
410_PF_SS_eElbow90DegAdaptor_MaleThreadAndMapress | 410_PF_SS_eElbow90DegAdaptor_MaleThreadAndMapress | Y | exact | 100 | accepted | 72761 | SAN
410_PF_SS_eElbow90DegTapConnector_Mapress | 410_PF_SS_eElbow90DegTapConnector_Mapress | Y | exact | 100 | accepted | 72762 | SAN
410_PF_SS_eElbow90Deg_FemaleThreadAndMapress | 410_PF_SS_eElbow90Deg_FemaleThreadAndMapress | Y | exact | 100 | accepted | 72763 | SAN
410_PF_SS_eElbowTapConector90Degree_Mapress | 410_PF_SS_eElbowTapConector90Degree_Mapress | Y | exact | 100 | accepted | 72764 | SAN
410_PF_SS_eElbow_Mapress | 410_PF_SS_eElbow_Mapress | Y | exact | 100 | accepted | 72766 | SAN
410_PF_SS_eLongBend_1Socket | 410_PF_SS_eLongBend_1Socket | Y | exact | 100 | accepted | 72767 | SAN
410_PF_SS_ePTrap_SocketAndSpigot | 410_PF_SS_ePTrap_SocketAndSpigot | Y | exact | 100 | accepted | 72768 | SAN
410_PF_SS_eTElbowTapConnector90Deg_Mapress_Offset | 410_PF_SS_eTElbowTapConnector90Deg_Mapress_Offset | Y | exact | 100 | accepted | 72776 | SAN
410_PF_SS_mCornerElbow90Deg_Mapress | 410_PF_SS_mCornerElbow90Deg_Mapress | Y | exact | 100 | accepted | 72777 | SAN
410_PF_SS_rAdaptorReducer_FemaleThreadedAndMapress | 410_PF_SS_rAdaptorReducer_FemaleThreadedAndMapress | Y | exact | 100 | accepted | 72779 | SAN
410_PF_SS_rConcentricIncreaserCoupling_Standard | 410_PF_SS_rConcentricIncreaserCoupling_Standard | Y | exact | 100 | accepted | 72782 | SAN
410_PF_SS_rConnectorExternalThreadSpigot | 410_PF_SS_rConnectorExternalThreadSpigot | Y | exact | 100 | accepted | 72783 | SAN
410_PF_SS_rConnectorInternal_ThreadSpigot | 410_PF_SS_rConnectorInternal_ThreadSpigot | Y | exact | 100 | accepted | 72784 | SAN
410_PF_SS_rConnector_Socket | 410_PF_SS_rConnector_Socket | Y | exact | 100 | accepted | 72798 | SAN
410_PF_SS_rConnector_SocketAndThreaded | 410_PF_SS_rConnector_SocketAndThreaded | Y | exact | 100 | accepted | 72800 | SAN
410_PF_SS_rEccentricIncreaserCoupling_SocketAndSpigot | 410_PF_SS_rEccentricIncreaserCoupling_SocketAndSpigot | Y | exact | 100 | accepted | 72802 | SAN
410_PF_SS_rReducerAdaptor_FemaleThreadedAndMapress_PlainEndLong | 410_PF_SS_rReducerAdaptor_FemaleThreadedAndMapress_PlainEndLong | Y | exact | 100 | accepted | 72807 | SAN
410_PF_SS_rReducerWithPlainEnd_Mapress | 410_PF_SS_rReducerWithPlainEnd_Mapress | Y | exact | 100 | accepted | 72808 | SAN
410_PF_SS_rTransition_SocketAndFemaleThreaded | 410_PF_SS_rTransition_SocketAndFemaleThreaded | Y | exact | 100 | accepted | 72811 | SAN
410_PF_SS_tCornerDoubleBranch87_SocketAndSpigot | 410_PF_SS_tCornerDoubleBranch87_SocketAndSpigot | Y | exact | 100 | accepted | 72813 | SAN
410_PF_SS_tPieceReducer_Mapress | 410_PF_SS_tPieceReducer_Mapress | Y | exact | 100 | accepted | 72829 | SAN
410_PF_SS_tReducingDoubleBranch45_Socket | 410_PF_SS_tReducingDoubleBranch45_Socket | Y | exact | 100 | accepted | 72821 | SAN
410_PF_SS_tReducingSingleBranch45Degree_Socket | 410_PF_SS_tReducingSingleBranch45Degree_Socket | Y | exact | 100 | accepted | 72822 | SAN
410_PF_SS_tReducingSingleBranch87Deg_Socket | 410_PF_SS_tReducingSingleBranch87Deg_Socket | Y | exact | 100 | accepted | 72823 | SAN
410_PF_SS_tSingleBranch45_SocketAndSpigot | 410_PF_SS_tSingleBranch45_SocketAndSpigot | Y | exact | 100 | accepted | 72824 | SAN
410_PF_SS_tSweptBranch87Deg_SocketAndSpigot | 410_PF_SS_tSweptBranch87Deg_SocketAndSpigot | Y | exact | 100 | accepted | 72825 | SAN
410_PF_SS_tTPiece_Mapress_Equal | 410_PF_SS_tTPiece_Mapress_Equal | Y | exact | 100 | accepted | 72820 | SAN
410_PF_SS_tTeePiece_FemaleThreadedAndMapress | 410_PF_SS_tTeePiece_FemaleThreadedAndMapress | Y | exact | 100 | accepted | 72826 | SAN
410_PF_SS_tTeePiece_MaleThreadedAndMapress | 410_PF_SS_tTeePiece_MaleThreadedAndMapress | Y | exact | 100 | accepted | 72827 | SAN
410_PF_SS_tTeePiece_Mapress | 410_PF_SS_tTeePiece_Mapress | Y | exact | 100 | accepted | 72828 | SAN
410_PF_SS_uAdaptorUnion_FemaleThreadAndMapress | 410_PF_SS_uAdaptorUnion_FemaleThreadAndMapress | Y | exact | 100 | accepted | 72830 | SAN
410_PF_SS_uAdaptorUnion_MaleThreadAndMapress | 410_PF_SS_uAdaptorUnion_MaleThreadAndMapress | Y | exact | 100 | accepted | 72831 | SAN
410_PF_SS_uAdaptorWithPlainEnd_MaleThreadAndMapress | 410_PF_SS_uAdaptorWithPlainEnd_MaleThreadAndMapress | Y | exact | 100 | accepted | 72836 | SAN
410_PF_SS_uAdaptorWithUnionNut_ThreadedAndMapress | 410_PF_SS_uAdaptorWithUnionNut_ThreadedAndMapress | Y | exact | 100 | accepted | 72832 | SAN
410_PF_SS_uAdaptor_WithFemaleThreadAndMapress | 410_PF_SS_uAdaptor_WithFemaleThreadAndMapress | Y | exact | 100 | accepted | 72833 | SAN
410_PF_SS_uAdaptor_WithFemaleThreadAndPlainEndLong_Mapress | 410_PF_SS_uAdaptor_WithFemaleThreadAndPlainEndLong_Mapress | Y | exact | 100 | accepted | 72834 | SAN
410_PF_SS_uAdaptor_WithMaleThreadAndMapress | 410_PF_SS_uAdaptor_WithMaleThreadAndMapress | Y | exact | 100 | accepted | 72835 | SAN
410_PF_SS_uAxialExpansion_PressingSockets | 410_PF_SS_uAxialExpansion_PressingSockets | Y | exact | 100 | accepted | 72837 | SAN
410_PF_SS_uBulkhead_Welded | 410_PF_SS_uBulkhead_Welded | Y | exact | 100 | accepted | 72838 | SAN
410_PF_SS_uConnectionWithPlainEnd_FlangedAndMapress | 410_PF_SS_uConnectionWithPlainEnd_FlangedAndMapress | Y | exact | 100 | accepted | 72840 | SAN
410_PF_SS_uConnectionWithPlainEnd_FlangedAndWelded | 410_PF_SS_uConnectionWithPlainEnd_FlangedAndWelded | Y | exact | 100 | accepted | 72839 | SAN
410_PF_SS_uConnector_FlangedAndSpigot | 410_PF_SS_uConnector_FlangedAndSpigot | Y | exact | 100 | accepted | 72841 | SAN
410_PF_SS_uConnector_SocketAndThreaded | 410_PF_SS_uConnector_SocketAndThreaded | Y | exact | 100 | accepted | 72855 | SAN
410_PF_SS_uCoupling_Mapress | 410_PF_SS_uCoupling_Mapress | Y | exact | 100 | accepted | 72856 | SAN
410_PF_SS_uExpansionSocket | 410_PF_SS_uExpansionSocket | Y | exact | 100 | accepted | 72857 | SAN
410_PF_SS_uPeakPressure_Standard | 410_PF_SS_uPeakPressure_Standard | Y | exact | 100 | accepted | 72858 | SAN
410_PF_SS_uRapid_Coupling | 410_PF_SS_uRapid_Coupling | Y | exact | 100 | accepted | 72781 | SAN
410_PF_SS_uRatStop_SocketAndSpigot | 410_PF_SS_uRatStop_SocketAndSpigot | Y | exact | 100 | accepted | 72859 | SAN
410_PF_SS_uRepairCoupling_Socket | 410_PF_SS_uRepairCoupling_Socket | Y | exact | 100 | accepted | 72860 | SAN
410_PF_SS_uSocketClamp_Special | 410_PF_SS_uSocketClamp_Special | Y | exact | 100 | accepted | 72861 | SAN
410_PF_SS_uSocketClamp_Twopiece | 410_PF_SS_uSocketClamp_Twopiece | Y | exact | 100 | accepted | 72863 | SAN
410_PF_SS_uStraightCoupling_Socket | 410_PF_SS_uStraightCoupling_Socket | Y | exact | 100 | accepted | 72864 | SAN
410_PF_SS_uUnion_Coupling | 410_PF_SS_uUnion_Coupling | Y | exact | 100 | accepted | 72735 | SAN
410_PF_SS_uUnion_Mapress | 410_PF_SS_uUnion_Mapress | Y | exact | 100 | accepted | 72865 | SAN
410_PF_SS_wCleaningPipes | 410_PF_SS_wCleaningPipes | Y | exact | 100 | accepted | 72867 | SAN
410_PF_SS_xCornerBranch87Deg_SocketAndSpigot | 410_PF_SS_xCornerBranch87Deg_SocketAndSpigot | Y | exact | 100 | accepted | 72868 | SAN
410_PF_SS_xDoubleBranch45Deg_SocketAndSpigot | 410_PF_SS_xDoubleBranch45Deg_SocketAndSpigot | Y | exact | 100 | accepted | 72869 | SAN
410_PF_SS_xDoubleBranch87_Socket | 410_PF_SS_xDoubleBranch87_Socket | Y | exact | 100 | accepted | 72870 | SAN
410_PF_SS_xReducingDoubleBranch87.5Degrees_SocketAndSpigot | 410_PF_SS_xReducingDoubleBranch87.5Degrees_SocketAndSpigot | Y | exact | 100 | accepted | 72871 | SAN
410_PF_ST_SanpressDoubleWallPane_Threaded_DN15 | 410_PF_ST_SanpressDoubleWallPane_Threaded_DN15 | Y | exact | 100 | accepted | 72872 | SAN
410_PF_SilentPro_tBranch_SocketAndSpigot_SweptEntry88Deg | 410_PF_SilentPro_tBranch_SocketAndSpigot_SweptEntry88Deg | Y | exact | 100 | accepted | 72726 | SAN
410_PF_SilentPro_tDuctBranch_SweptEntry88DegLeft_SocketAndSpigot | 410_PF_SilentPro_tDuctBranch_SweptEntry88DegLeft_SocketAndSpigot | Y | exact | 100 | accepted | 72728 | SAN
410_PF_SilentPro_tTeeBranch_SocketSpigot | 410_PF_SilentPro_tTeeBranch_SocketSpigot | Y | exact | 100 | accepted | 72729 | SAN
410_PF_SilentPro_xCrossDoubleBranchFitting88DegSweptEntry_SocketAndSpigot | 410_PF_SilentPro_xCrossDoubleBranchFitting88DegSweptEntry_SocketAndSpigot | Y | exact | 100 | accepted | 72733 | SAN
410_PF_UPVC_cCap_FemaleThreaded | 410_PF_UPVC_cCap_FemaleThreaded | Y | exact | 100 | accepted | 72875 | SAN
410_PF_UPVC_cCap_Socket | 410_PF_UPVC_cCap_Socket | Y | exact | 100 | accepted | 72878 | SAN
410_PF_UPVC_eBend90Deg_Socket | 410_PF_UPVC_eBend90Deg_Socket | Y | exact | 100 | accepted | 72879 | SAN
410_PF_UPVC_eElbow90DegAdaptor_SocketAndFemaleThreaded | 410_PF_UPVC_eElbow90DegAdaptor_SocketAndFemaleThreaded | Y | exact | 100 | accepted | 72880 | SAN
410_PF_UPVC_eElbow90Deg_FemaleThreaded | 410_PF_UPVC_eElbow90Deg_FemaleThreaded | Y | exact | 100 | accepted | 72881 | SAN
410_PF_UPVC_eElbow_Socket | 410_PF_UPVC_eElbow_Socket | Y | exact | 100 | accepted | 72882 | SAN
410_PF_UPVC_eReducerElbow_Socket | 410_PF_UPVC_eReducerElbow_Socket | Y | exact | 100 | accepted | 72883 | SAN
410_PF_UPVC_eShortBend90Deg_Socket | 410_PF_UPVC_eShortBend90Deg_Socket | Y | exact | 100 | accepted | 72884 | SAN
410_PF_UPVC_rBushReducing_Socket | 410_PF_UPVC_rBushReducing_Socket | Y | exact | 100 | accepted | 72885 | SAN
410_PF_UPVC_rLongBushReducing_Socket | 410_PF_UPVC_rLongBushReducing_Socket | Y | exact | 100 | accepted | 72886 | SAN
410_PF_UPVC_rShortBushReducing_Socket | 410_PF_UPVC_rShortBushReducing_Socket | Y | exact | 100 | accepted | 72887 | SAN
410_PF_UPVC_tLateralTee90Deg_Socket | 410_PF_UPVC_tLateralTee90Deg_Socket | Y | exact | 100 | accepted | 72888 | SAN
410_PF_UPVC_tTee90Deg_FemaleThreaded | 410_PF_UPVC_tTee90Deg_FemaleThreaded | Y | exact | 100 | accepted | 72889 | SAN
410_PF_UPVC_tTee90Deg_SocketAndFemaleThreaded | 410_PF_UPVC_tTee90Deg_SocketAndFemaleThreaded | Y | exact | 100 | accepted | 72890 | SAN
410_PF_UPVC_tTee_Socket | 410_PF_UPVC_tTee_Socket | Y | exact | 100 | accepted | 72891 | SAN
410_PF_UPVC_uAdaptor_SocketAndFemaleThread_WithoutReinforced | 410_PF_UPVC_uAdaptor_SocketAndFemaleThread_WithoutReinforced | Y | exact | 100 | accepted | 72893 | SAN
410_PF_UPVC_uAdaptor_SocketAndFemaleThreaded | 410_PF_UPVC_uAdaptor_SocketAndFemaleThreaded | Y | exact | 100 | accepted | 72892 | SAN
410_PF_UPVC_uAdaptor_SpigotAndFemaleThreaded | 410_PF_UPVC_uAdaptor_SpigotAndFemaleThreaded | Y | exact | 100 | accepted | 72894 | SAN
410_PF_UPVC_uCoupling_Socket | 410_PF_UPVC_uCoupling_Socket | Y | exact | 100 | accepted | 72895 | SAN
410_PF_UPVC_uInspectionPort_Glue | 410_PF_UPVC_uInspectionPort_Glue | Y | exact | 100 | accepted | 72896 | SAN
410_PF_UPVC_uSiphon_Socket | 410_PF_UPVC_uSiphon_Socket | Y | exact | 100 | accepted | 72897 | SAN
410_PF_UPVC_xCross_Socket | 410_PF_UPVC_xCross_Socket | Y | exact | 100 | accepted | 72898 | SAN
410_PF_cHDPE_BlindFlange_Flanged | 410_PF_cHDPE_BlindFlange_Flanged | Y | exact | 100 | accepted | 71686 | SAN
410_PF_eSweptBendLong_Medium_Clamp | 410_PF_eSweptBendLong_Medium_Clamp | Y | exact | 100 | accepted | 72025 | SAN
410_PX_BasementFloorDrain_Horizontal_Coupling_CastIron | 410_PX_BasementFloorDrain_Horizontal_Coupling_CastIron | Y | exact | 100 | accepted | 74119 | SAN
410_PX_BasementFloorDrain_Horizontal_Coupling_Plastic | 410_PX_BasementFloorDrain_Horizontal_Coupling_Plastic | Y | exact | 100 | accepted | 74120 | SAN
410_PX_BasementFloorDrain_Vertical_Coupling_CastIron | 410_PX_BasementFloorDrain_Vertical_Coupling_CastIron | Y | exact | 100 | accepted | 74121 | SAN
410_PX_BoxGutters_Vertical_Coupling_StainlessSteel | 410_PX_BoxGutters_Vertical_Coupling_StainlessSteel | Y | exact | 100 | accepted | 74124 | SAN
410_PX_DoppelPumpStationPowerlift_ACO | 410_PX_DoppelPumpStationPowerlift_ACO | Y | exact | 100 | accepted | 74125 | SAN
410_PX_DrainageChannel_B125 | 410_PX_DrainageChannel_B125 | Y | exact | 100 | accepted | 74126 | SAN
410_PX_DuofixElementForSinkAGB | 410_PX_DuofixElementForSinkAGB | Y | exact | 100 | accepted | 74127 | SAN
410_PX_DuofixElementForWallHungWC | 410_PX_DuofixElementForWallHungWC | Y | exact | 100 | accepted | 74371 | SAN
410_PX_DuofixElementForWallHungWC_BarrierFree | 410_PX_DuofixElementForWallHungWC_BarrierFree | Y | exact | 100 | accepted | 74128 | SAN
410_PX_DuofixElementForWallHungWC_BarrierFree_SigmaConcealedCistern | 410_PX_DuofixElementForWallHungWC_BarrierFree_SigmaConcealedCistern | Y | exact | 100 | accepted | 74129 | SAN
410_PX_DuofixElementForWashBasin_BarrierFree | 410_PX_DuofixElementForWashBasin_BarrierFree | Y | exact | 100 | accepted | 74374 | SAN
410_PX_DuofixElementForWashbasin | 410_PX_DuofixElementForWashbasin | Y | exact | 100 | accepted | 74373 | SAN
410_PX_DuofixForShower&Bathtub | 410_PX_DuofixForShower&Bathtub | Y | exact | 100 | accepted | 74376 | SAN
410_PX_DuofixForShower&Bathtub_WallFittingAP | 410_PX_DuofixForShower&Bathtub_WallFittingAP | Y | exact | 100 | accepted | 74377 | SAN
410_PX_DuofixForUrinal_Universal | 410_PX_DuofixForUrinal_Universal | Y | exact | 100 | accepted | 74379 | SAN
410_PX_DuofixSigmaToilet12cm_BarrierFree | 410_PX_DuofixSigmaToilet12cm_BarrierFree | Y | exact | 100 | accepted | 74380 | SAN
410_PX_DuofixTraverseForStandaloneFaucetKitchenSink | 410_PX_DuofixTraverseForStandaloneFaucetKitchenSink | Y | exact | 100 | accepted | 74381 | SAN
410_PX_FaucetWithFlexibleHose | 410_PX_FaucetWithFlexibleHose | Y | exact | 100 | accepted | 74382 | SAN
410_PX_FlatRoofCompleteDrainVariant_Horizontal_Coupling_StainlessSteel | 410_PX_FlatRoofCompleteDrainVariant_Horizontal_Coupling_StainlessSteel | Y | exact | 100 | accepted | 74383 | SAN
410_PX_FlatRoofCompleteDrainVariant_Vertical_Coupling_StainlessSteel | 410_PX_FlatRoofCompleteDrainVariant_Vertical_Coupling_StainlessSteel | Y | exact | 100 | accepted | 74384 | SAN
410_PX_FlatRoofSingleDrain_Horizontal_Coupling_CastIron | 410_PX_FlatRoofSingleDrain_Horizontal_Coupling_CastIron | Y | exact | 100 | accepted | 74385 | SAN
410_PX_FlatRoofSingleDrain_Horizontal_Coupling_StainlessSteel | 410_PX_FlatRoofSingleDrain_Horizontal_Coupling_StainlessSteel | Y | exact | 100 | accepted | 74386 | SAN
410_PX_FlatRoofSingleDrain_Vertical_Coupling_CastIron | 410_PX_FlatRoofSingleDrain_Vertical_Coupling_CastIron | Y | exact | 100 | accepted | 74387 | SAN
410_PX_FloorDrainExtraInlet_Vertical_Coupling_Standard | 410_PX_FloorDrainExtraInlet_Vertical_Coupling_Standard | Y | exact | 100 | accepted | 74388 | SAN
410_PX_FloorDrain_Horizontal_Coupling_CastIron | 410_PX_FloorDrain_Horizontal_Coupling_CastIron | Y | exact | 100 | accepted | 74389 | SAN
410_PX_FloorDrain_Horizontal_Coupling_Plastic | 410_PX_FloorDrain_Horizontal_Coupling_Plastic | Y | exact | 100 | accepted | 74390 | SAN
410_PX_FloorDrain_Horizontal_Coupling_StainlessSteel | 410_PX_FloorDrain_Horizontal_Coupling_StainlessSteel | Y | exact | 100 | accepted | 74391 | SAN
410_PX_FloorDrain_Vertical_Coupling_Plastic | 410_PX_FloorDrain_Vertical_Coupling_Plastic | Y | exact | 100 | accepted | 74394 | SAN
410_PX_FloorDrain_Vertical_Coupling_StainlessSteel | 410_PX_FloorDrain_Vertical_Coupling_StainlessSteel | Y | exact | 100 | accepted | 74395 | SAN
410_PX_GardenWater_Kemper | 410_PX_GardenWater_Kemper | Y | exact | 100 | accepted | 74396 | SAN
410_PX_GreaseDisposalPoint | 410_PX_GreaseDisposalPoint | Y | exact | 100 | accepted | 74397 | SAN
410_PX_GullyGrating | 410_PX_GullyGrating | Y | exact | 100 | accepted | 74398 | SAN
410_PX_HorizontalFloorDrain | 410_PX_HorizontalFloorDrain | Y | exact | 100 | accepted | 74399 | SAN
410_PX_InspectionShaft_OnePipe_Nosystem | 410_PX_InspectionShaft_OnePipe_Nosystem | Y | exact | 100 | accepted | 74400 | SAN
410_PX_InspectionShaft_TwoPipe_Nosystem | 410_PX_InspectionShaft_TwoPipe_Nosystem | Y | exact | 100 | accepted | 74401 | SAN
410_PX_KitchenTap | 410_PX_KitchenTap | Y | exact | 100 | accepted | 74402 | SAN
410_PX_ManholeAdjustingUnits_Round_NoSystem | 410_PX_ManholeAdjustingUnits_Round_NoSystem | Y | exact | 100 | accepted | 74403 | SAN
410_PX_ManholeBase_CastIn | 410_PX_ManholeBase_CastIn | Y | exact | 100 | accepted | 74404 | SAN
410_PX_ManholeChamberUnits_Round_NoSystem | 410_PX_ManholeChamberUnits_Round_NoSystem | Y | exact | 100 | accepted | 74406 | SAN
410_PX_ManholeCoverSlabs_Eccentrical_NoSystem | 410_PX_ManholeCoverSlabs_Eccentrical_NoSystem | Y | exact | 100 | accepted | 74407 | SAN
410_PX_ManholeReducingSlabs_Eccentrical_NoSystem | 410_PX_ManholeReducingSlabs_Eccentrical_NoSystem | Y | exact | 100 | accepted | 74408 | SAN
410_PX_Manhole_Round | 410_PX_Manhole_Round | Y | exact | 100 | accepted | 74410 | SAN
410_PX_ReusedRainWaterTank | 410_PX_ReusedRainWaterTank | Y | exact | 100 | accepted | 74412 | SAN
410_PX_RoadGully | 410_PX_RoadGully | Y | exact | 100 | accepted | 74413 | SAN
410_PX_SumpPit_NoSystem | 410_PX_SumpPit_NoSystem | Y | exact | 100 | accepted | 74415 | SAN
410_PX_TapWithMaleHose_Threaded_DN15 | 410_PX_TapWithMaleHose_Threaded_DN15 | Y | exact | 100 | accepted | 74417 | SAN
410_PX_WaterTap | 410_PX_WaterTap | Y | exact | 100 | accepted | 74419 | SAN
410_SE_Conlit150U_NoSystem | 410_SE_Conlit150U_NoSystem | Y | exact | 100 | accepted | 74977 | SAN
410_SE_ConlitFireProtectionSleeve_NoSystem | 410_SE_ConlitFireProtectionSleeve_NoSystem | Y | exact | 100 | accepted | 74978 | SAN
410_SE_CoverBox | 410_SE_CoverBox | Y | exact | 100 | accepted | 74979 | SAN
410_SE_FireCollar_Horizontal | 410_SE_FireCollar_Horizontal | Y | exact | 100 | accepted | 72037 | SAN
420_ME_AirCoolHeatPump_MonoBlock | 420_ME_AirCoolHeatPump_MonoBlock | Y | exact | 100 | accepted | 75194 | HKG
420_ME_AirCurtain_StandingType | 420_ME_AirCurtain_StandingType | Y | exact | 100 | accepted | 75195 | HKG
420_ME_AirCurtain_WallMounted | 420_ME_AirCurtain_WallMounted | Y | exact | 100 | accepted | 75196 | HKG
420_ME_AirCurtain_WallMounted_Standard | 420_ME_AirCurtain_WallMounted_Standard | Y | exact | 100 | accepted | 75197 | HKG
420_ME_AirHeater_Top | 420_ME_AirHeater_Top | Y | exact | 100 | accepted | 75198 | HKG
420_ME_AirSoureHeatPump | 420_ME_AirSoureHeatPump | Y | exact | 100 | accepted | 75199 | HKG
420_ME_BufferHeatingTank | 420_ME_BufferHeatingTank | Y | exact | 100 | accepted | 75200 | HKG
420_ME_BufferTank_Custom | 420_ME_BufferTank_Custom | Y | exact | 100 | accepted | 75201 | HKG
420_ME_BufferTank_Standard | 420_ME_BufferTank_Standard | Y | exact | 100 | accepted | 75202 | HKG
420_ME_BufferTank_StorathermHeat&WithInsulation | 420_ME_BufferTank_StorathermHeat&WithInsulation | Y | exact | 100 | accepted | 75203 | HKG
420_ME_BufferTank_StorathermHeat1Coil&WithInsulation | 420_ME_BufferTank_StorathermHeat1Coil&WithInsulation | Y | exact | 100 | accepted | 75204 | HKG
420_ME_BufferTank_StorathermHeat2Coil&WithInsulation | 420_ME_BufferTank_StorathermHeat2Coil&WithInsulation | Y | exact | 100 | accepted | 75206 | HKG
420_ME_BufferTank_StorathermHeatCombi1Coil&WithInsulation | 420_ME_BufferTank_StorathermHeatCombi1Coil&WithInsulation | Y | exact | 100 | accepted | 75207 | HKG
420_ME_BufferTank_StorathermHeatCombi2Coil&WithInsulation | 420_ME_BufferTank_StorathermHeatCombi2Coil&WithInsulation | Y | exact | 100 | accepted | 75208 | HKG
420_ME_BufferTank_StorathermHeatFlange&WithoutInsulation | 420_ME_BufferTank_StorathermHeatFlange&WithoutInsulation | Y | exact | 100 | accepted | 75210 | HKG
420_ME_CeilingPanel_Standard | 420_ME_CeilingPanel_Standard | Y | exact | 100 | accepted | 75211 | HKG
420_ME_CentrifugalPumpWithElectricMotor_Horizontal | 420_ME_CentrifugalPumpWithElectricMotor_Horizontal | Y | exact | 100 | accepted | 75212 | HKG
420_ME_ColdWaterTank | 420_ME_ColdWaterTank | Y | exact | 100 | accepted | 75213 | HKG
420_ME_CompressedAirTank | 420_ME_CompressedAirTank | Y | exact | 100 | accepted | 75214 | HKG
420_ME_ControlValveGroup | 420_ME_ControlValveGroup | Y | exact | 100 | accepted | 75215 | HKG
420_ME_Convector_FloorSurface | 420_ME_Convector_FloorSurface | Y | exact | 100 | accepted | 75216 | HKG
420_ME_EnergyDistributor_6Pairs | 420_ME_EnergyDistributor_6Pairs | Y | exact | 100 | accepted | 75217 | HKG
420_ME_EnergyDistributor_8Pairs | 420_ME_EnergyDistributor_8Pairs | Y | exact | 100 | accepted | 75218 | HKG
420_ME_ExpansionTank_FloorStand | 420_ME_ExpansionTank_FloorStand | Y | exact | 100 | accepted | 75219 | HKG
420_ME_ExpansionTank_Standard | 420_ME_ExpansionTank_Standard | Y | exact | 100 | accepted | 75220 | HKG
420_ME_FWTransfer | 420_ME_FWTransfer | Y | exact | 100 | accepted | 75221 | HKG
420_ME_FacadeHeating_Standard | 420_ME_FacadeHeating_Standard | Y | exact | 100 | accepted | 75222 | HKG
420_ME_Fancoilunit_UnderfloorTrench_KathermNK | 420_ME_Fancoilunit_UnderfloorTrench_KathermNK | Y | exact | 100 | accepted | 75223 | HKG
420_ME_Fancoilunit_UnderfloorTrench_KathermQE_NoSystem | 420_ME_Fancoilunit_UnderfloorTrench_KathermQE_NoSystem | Y | exact | 100 | accepted | 75224 | HKG
420_ME_Fancoilunit_UnderfloorTrench_KathermQK | 420_ME_Fancoilunit_UnderfloorTrench_KathermQK | Y | exact | 100 | accepted | 75225 | HKG
420_ME_Fancoilunit_UnderfloorTrench_KathermQKnano | 420_ME_Fancoilunit_UnderfloorTrench_KathermQKnano | Y | exact | 100 | accepted | 75226 | HKG
420_ME_Fancoilunit_UnderfloorTrench_KathermQL_1Connector | 420_ME_Fancoilunit_UnderfloorTrench_KathermQL_1Connector | Y | exact | 100 | accepted | 75227 | HKG
420_ME_Fancoilunit_UnderfloorTrench_KathermQL_2Connector | 420_ME_Fancoilunit_UnderfloorTrench_KathermQL_2Connector | Y | exact | 100 | accepted | 75228 | HKG
420_ME_Fancoilunit_UnderfloorTrench_KathermQL_3Connector | 420_ME_Fancoilunit_UnderfloorTrench_KathermQL_3Connector | Y | exact | 100 | accepted | 75229 | HKG
420_ME_Fancoilunit_UnderfloorTrench_KathermQL_4Connector | 420_ME_Fancoilunit_UnderfloorTrench_KathermQL_4Connector | Y | exact | 100 | accepted | 75230 | HKG
420_ME_Fancoilunit_UnderfloorTrench_KathermQL_5Connector | 420_ME_Fancoilunit_UnderfloorTrench_KathermQL_5Connector | Y | exact | 100 | accepted | 75231 | HKG
420_ME_HeatExchangerFreeCooling_Flange | 420_ME_HeatExchangerFreeCooling_Flange | Y | exact | 100 | accepted | 75232 | HKG
420_ME_HeatPump_PackageDrooftop_48And50UA&UH | 420_ME_HeatPump_PackageDrooftop_48And50UA&UH | Y | exact | 100 | accepted | 75233 | HKG
420_ME_HeatTransferStation_Custom | 420_ME_HeatTransferStation_Custom | Y | exact | 100 | accepted | 75234 | HKG
420_ME_HeatingCoolingSails_Ceiling | 420_ME_HeatingCoolingSails_Ceiling | Y | exact | 100 | accepted | 75235 | HKG
420_ME_HomeStation_DHK | 420_ME_HomeStation_DHK | Y | exact | 100 | accepted | 75236 | HKG
420_ME_HomeStation_GHK | 420_ME_HomeStation_GHK | Y | exact | 100 | accepted | 75237 | HKG
420_ME_HomeStation_GHKFBH | 420_ME_HomeStation_GHKFBH | Y | exact | 100 | accepted | 75238 | HKG
420_ME_HotWaterBoiler | 420_ME_HotWaterBoiler | Y | exact | 100 | accepted | 75239 | HKG
420_ME_HotWaterStorageTank_Standard | 420_ME_HotWaterStorageTank_Standard | Y | exact | 100 | accepted | 75240 | HKG
420_ME_HotWaterStorageTank_StorathermAquaCompact1Coil | 420_ME_HotWaterStorageTank_StorathermAquaCompact1Coil | Y | exact | 100 | accepted | 75296 | HKG
420_ME_HotWaterStorageTank_StorathermAquaCompactWallHung | 420_ME_HotWaterStorageTank_StorathermAquaCompactWallHung | Y | exact | 100 | accepted | 75298 | HKG
420_ME_HotWaterStorageTank_StorathermAquaEEC | 420_ME_HotWaterStorageTank_StorathermAquaEEC | Y | exact | 100 | accepted | 75299 | HKG
420_ME_HotWaterStorageTank_StorathermAquaHeatPump1Coil | 420_ME_HotWaterStorageTank_StorathermAquaHeatPump1Coil | Y | exact | 100 | accepted | 75300 | HKG
420_ME_HotWaterStorageTank_StorathermAquaHeatPump2Coil | 420_ME_HotWaterStorageTank_StorathermAquaHeatPump2Coil | Y | exact | 100 | accepted | 75301 | HKG
420_ME_HotWaterStorageTank_StorathermAquaLoad1Flange | 420_ME_HotWaterStorageTank_StorathermAquaLoad1Flange | Y | exact | 100 | accepted | 75303 | HKG
420_ME_HotWaterStorageTank_StorathermAquaLoad2Flange | 420_ME_HotWaterStorageTank_StorathermAquaLoad2Flange | Y | exact | 100 | accepted | 75304 | HKG
420_ME_HotWaterStorageTank_StorathermAquaLoad3Flange | 420_ME_HotWaterStorageTank_StorathermAquaLoad3Flange | Y | exact | 100 | accepted | 75305 | HKG
420_ME_HotWaterStorageTank_StorathermAquaLoad4Flange | 420_ME_HotWaterStorageTank_StorathermAquaLoad4Flange | Y | exact | 100 | accepted | 75306 | HKG
420_ME_HotWaterStorageTank_StorathermAquaSolar | 420_ME_HotWaterStorageTank_StorathermAquaSolar | Y | exact | 100 | accepted | 75307 | HKG
420_ME_HotWaterTank | 420_ME_HotWaterTank | Y | exact | 100 | accepted | 75309 | HKG
420_ME_HydraulicSeparator_Flanged | 420_ME_HydraulicSeparator_Flanged | Y | exact | 100 | accepted | 75310 | HKG
420_ME_HydraulicSeparator_Threaded | 420_ME_HydraulicSeparator_Threaded | Y | exact | 100 | accepted | 75311 | HKG
420_ME_KTS_ThermoBox | 420_ME_KTS_ThermoBox | Y | exact | 100 | accepted | 75312 | HKG
420_ME_LargeBecomixVessel_Vertical | 420_ME_LargeBecomixVessel_Vertical | Y | exact | 100 | accepted | 75313 | HKG
420_ME_MixedBecomixVessel_Vertical | 420_ME_MixedBecomixVessel_Vertical | Y | exact | 100 | accepted | 75316 | HKG
420_ME_MultiOutdoorUnit_SingleFan | 420_ME_MultiOutdoorUnit_SingleFan | Y | exact | 100 | accepted | 75317 | HKG
420_ME_Pump_WaterJetPump_3Way_Flanged | 420_ME_Pump_WaterJetPump_3Way_Flanged | Y | exact | 100 | accepted | 75319 | HKG
420_ME_Pump_WaterJetPump_3Way_Threaded | 420_ME_Pump_WaterJetPump_3Way_Threaded | Y | exact | 100 | accepted | 75320 | HKG
420_ME_QuantumW500_DoubleCapacitor | 420_ME_QuantumW500_DoubleCapacitor | Y | exact | 100 | accepted | 75321 | HKG
420_ME_RadiatorBathroom_WallMounted_Basic | 420_ME_RadiatorBathroom_WallMounted_Basic | Y | exact | 100 | accepted | 75322 | HKG
420_ME_RadiatorBathroom_WallMounted_BasicR | 420_ME_RadiatorBathroom_WallMounted_BasicR | Y | exact | 100 | accepted | 75323 | HKG
420_ME_RadiatorBathroom_WallMounted_Casteo | 420_ME_RadiatorBathroom_WallMounted_Casteo | Y | exact | 100 | accepted | 75324 | HKG
420_ME_RadiatorBathroom_WallMounted_Credohalf | 420_ME_RadiatorBathroom_WallMounted_Credohalf | Y | exact | 100 | accepted | 75325 | HKG
420_ME_RadiatorBathroom_WallMounted_Credohalfflat | 420_ME_RadiatorBathroom_WallMounted_Credohalfflat | Y | exact | 100 | accepted | 74719 | HKG
420_ME_RadiatorBathroom_WallMounted_Credohalfround | 420_ME_RadiatorBathroom_WallMounted_Credohalfround | Y | exact | 100 | accepted | 75326 | HKG
420_ME_RadiatorBathroom_WallMounted_Credoplus | 420_ME_RadiatorBathroom_WallMounted_Credoplus | Y | exact | 100 | accepted | 74718 | HKG
420_ME_RadiatorBathroom_WallMounted_DecorArteLine | 420_ME_RadiatorBathroom_WallMounted_DecorArteLine | Y | exact | 100 | accepted | 74717 | HKG
420_ME_RadiatorBathroom_WallMounted_DecorArtePlan | 420_ME_RadiatorBathroom_WallMounted_DecorArtePlan | Y | exact | 100 | accepted | 74716 | HKG
420_ME_RadiatorBathroom_WallMounted_DecorArtePureHorizontal | 420_ME_RadiatorBathroom_WallMounted_DecorArtePureHorizontal | Y | exact | 100 | accepted | 74715 | HKG
420_ME_RadiatorBathroom_WallMounted_DecorArtePureVertical | 420_ME_RadiatorBathroom_WallMounted_DecorArtePureVertical | Y | exact | 100 | accepted | 74714 | HKG
420_ME_RadiatorBathroom_WallMounted_Diveo | 420_ME_RadiatorBathroom_WallMounted_Diveo | Y | exact | 100 | accepted | 74713 | HKG
420_ME_RadiatorBathroom_WallMounted_Duett | 420_ME_RadiatorBathroom_WallMounted_Duett | Y | exact | 100 | accepted | 74712 | HKG
420_ME_RadiatorBathroom_WallMounted_Elveo_NoSystem | 420_ME_RadiatorBathroom_WallMounted_Elveo_NoSystem | Y | exact | 100 | accepted | 74711 | HKG
420_ME_RadiatorBathroom_WallMounted_Fineo | 420_ME_RadiatorBathroom_WallMounted_Fineo | Y | exact | 100 | accepted | 74710 | HKG
420_ME_RadiatorBathroom_WallMounted_Geneocircle | 420_ME_RadiatorBathroom_WallMounted_Geneocircle | Y | exact | 100 | accepted | 74709 | HKG
420_ME_RadiatorBathroom_WallMounted_Geneoquadris | 420_ME_RadiatorBathroom_WallMounted_Geneoquadris | Y | exact | 100 | accepted | 74708 | HKG
420_ME_RadiatorBathroom_WallMounted_Icaro | 420_ME_RadiatorBathroom_WallMounted_Icaro | Y | exact | 100 | accepted | 74707 | HKG
420_ME_RadiatorBathroom_WallMounted_Ideos | 420_ME_RadiatorBathroom_WallMounted_Ideos | Y | exact | 100 | accepted | 74706 | HKG
420_ME_RadiatorBathroom_WallMounted_Ineo | 420_ME_RadiatorBathroom_WallMounted_Ineo | Y | exact | 100 | accepted | 74705 | HKG
420_ME_RadiatorBathroom_WallMounted_Leveo | 420_ME_RadiatorBathroom_WallMounted_Leveo | Y | exact | 100 | accepted | 74704 | HKG
420_ME_RadiatorBathroom_WallMounted_Pateo | 420_ME_RadiatorBathroom_WallMounted_Pateo | Y | exact | 100 | accepted | 74703 | HKG
420_ME_RadiatorBathroom_WallMounted_Pio1layer | 420_ME_RadiatorBathroom_WallMounted_Pio1layer | Y | exact | 100 | accepted | 74702 | HKG
420_ME_RadiatorBathroom_WallMounted_Pio2layer | 420_ME_RadiatorBathroom_WallMounted_Pio2layer | Y | exact | 100 | accepted | 74664 | HKG
420_ME_RadiatorBathroom_WallMounted_PioPlus | 420_ME_RadiatorBathroom_WallMounted_PioPlus | Y | exact | 100 | accepted | 74663 | HKG
420_ME_RadiatorBathroom_WallMounted_Rubeo | 420_ME_RadiatorBathroom_WallMounted_Rubeo | Y | exact | 100 | accepted | 74662 | HKG
420_ME_RadiatorBathroom_WallMounted_Signo | 420_ME_RadiatorBathroom_WallMounted_Signo | Y | exact | 100 | accepted | 74661 | HKG
420_ME_RadiatorBathroom_WallMounted_Tabeo | 420_ME_RadiatorBathroom_WallMounted_Tabeo | Y | exact | 100 | accepted | 74660 | HKG
420_ME_RadiatorBathroom_WallMounted_TabeoV | 420_ME_RadiatorBathroom_WallMounted_TabeoV | Y | exact | 100 | accepted | 74659 | HKG
420_ME_RadiatorElectricPanel_WallMounted_xThermPlanHorizontal_NoSystem | 420_ME_RadiatorElectricPanel_WallMounted_xThermPlanHorizontal_NoSystem | Y | exact | 100 | accepted | 74657 | HKG
420_ME_RadiatorElectricPanel_WallMounted_xThermProfileHorizontal_NoSystem | 420_ME_RadiatorElectricPanel_WallMounted_xThermProfileHorizontal_NoSystem | Y | exact | 100 | accepted | 74655 | HKG
420_ME_RadiatorFlatPanel_WallMounted_ThermX2PlanK | 420_ME_RadiatorFlatPanel_WallMounted_ThermX2PlanK | Y | exact | 100 | accepted | 74654 | HKG
420_ME_RadiatorFlatPanel_WallMounted_ThermX2PlanKHygiene | 420_ME_RadiatorFlatPanel_WallMounted_ThermX2PlanKHygiene | Y | exact | 100 | accepted | 74653 | HKG
420_ME_RadiatorFlatPanel_WallMounted_ThermX2PlanKReplacement | 420_ME_RadiatorFlatPanel_WallMounted_ThermX2PlanKReplacement | Y | exact | 100 | accepted | 74652 | HKG
420_ME_RadiatorFlatPanel_WallMounted_ThermX2PlanV | 420_ME_RadiatorFlatPanel_WallMounted_ThermX2PlanV | Y | exact | 100 | accepted | 74651 | HKG
420_ME_RadiatorFlatPanel_WallMounted_ThermX2PlanVHygiene | 420_ME_RadiatorFlatPanel_WallMounted_ThermX2PlanVHygiene | Y | exact | 100 | accepted | 74650 | HKG
420_ME_RadiatorFlatPanel_WallMounted_ThermX2PlanVPlus | 420_ME_RadiatorFlatPanel_WallMounted_ThermX2PlanVPlus | Y | exact | 100 | accepted | 74649 | HKG
420_ME_RadiatorFlatPanel_WallMounted_ThermX2PlanVPlusHygiene | 420_ME_RadiatorFlatPanel_WallMounted_ThermX2PlanVPlusHygiene | Y | exact | 100 | accepted | 74648 | HKG
420_ME_RadiatorFlatPanel_WallMounted_ThermX2ProfileK | 420_ME_RadiatorFlatPanel_WallMounted_ThermX2ProfileK | Y | exact | 100 | accepted | 74647 | HKG
420_ME_RadiatorFlatPanel_WallMounted_ThermX2ProfileKHygiene | 420_ME_RadiatorFlatPanel_WallMounted_ThermX2ProfileKHygiene | Y | exact | 100 | accepted | 74646 | HKG
420_ME_RadiatorFlatPanel_WallMounted_ThermX2ProfileKReplacement | 420_ME_RadiatorFlatPanel_WallMounted_ThermX2ProfileKReplacement | Y | exact | 100 | accepted | 74645 | HKG
420_ME_RadiatorFlatPanel_WallMounted_ThermX2ProfileV | 420_ME_RadiatorFlatPanel_WallMounted_ThermX2ProfileV | Y | exact | 100 | accepted | 74644 | HKG
420_ME_RadiatorFlatPanel_WallMounted_ThermX2ProfileVHygiene | 420_ME_RadiatorFlatPanel_WallMounted_ThermX2ProfileVHygiene | Y | exact | 100 | accepted | 74643 | HKG
420_ME_RadiatorFlatPanel_WallMounted_ThermX2ProfileVPlus | 420_ME_RadiatorFlatPanel_WallMounted_ThermX2ProfileVPlus | Y | exact | 100 | accepted | 74642 | HKG
420_ME_RadiatorFlatPanel_WallMounted_ThermX2ProfileVPlusHygiene | 420_ME_RadiatorFlatPanel_WallMounted_ThermX2ProfileVPlusHygiene | Y | exact | 100 | accepted | 74641 | HKG
420_ME_RadiatorFlatPanel_WallMounted_VerteoPlan | 420_ME_RadiatorFlatPanel_WallMounted_VerteoPlan | Y | exact | 100 | accepted | 73848 | HKG
420_ME_RadiatorFlatPanel_WallMounted_VerteoProfile | 420_ME_RadiatorFlatPanel_WallMounted_VerteoProfile | Y | exact | 100 | accepted | 73847 | HKG
420_ME_RadiatorFlatPanel_WallMounted_xFlairPlanK | 420_ME_RadiatorFlatPanel_WallMounted_xFlairPlanK | Y | exact | 100 | accepted | 73846 | HKG
420_ME_RadiatorFlatPanel_WallMounted_xFlairPlanV | 420_ME_RadiatorFlatPanel_WallMounted_xFlairPlanV | Y | exact | 100 | accepted | 73845 | HKG
420_ME_RadiatorFlatPanel_WallMounted_xFlairPlanVPlus | 420_ME_RadiatorFlatPanel_WallMounted_xFlairPlanVPlus | Y | exact | 100 | accepted | 73844 | HKG
420_ME_RadiatorFlatPanel_WallMounted_xFlairProfileK | 420_ME_RadiatorFlatPanel_WallMounted_xFlairProfileK | Y | exact | 100 | accepted | 73843 | HKG
420_ME_RadiatorFlatPanel_WallMounted_xFlairProfileV | 420_ME_RadiatorFlatPanel_WallMounted_xFlairProfileV | Y | exact | 100 | accepted | 73842 | HKG
420_ME_RadiatorFlatPanel_WallMounted_xFlairProfileVPlus | 420_ME_RadiatorFlatPanel_WallMounted_xFlairProfileVPlus | Y | exact | 100 | accepted | 73841 | HKG
420_ME_RadiatorHeatingWall_WallMounted_Horizontal | 420_ME_RadiatorHeatingWall_WallMounted_Horizontal | Y | exact | 100 | accepted | 73840 | HKG
420_ME_RadiatorHeatingWall_WallMounted_ValveHorizontal | 420_ME_RadiatorHeatingWall_WallMounted_ValveHorizontal | Y | exact | 100 | accepted | 73839 | HKG
420_ME_RadiatorHeatingWall_WallMounted_ValveVertical | 420_ME_RadiatorHeatingWall_WallMounted_ValveVertical | Y | exact | 100 | accepted | 73838 | HKG
420_ME_RadiatorHeatingWall_WallMounted_Vertical | 420_ME_RadiatorHeatingWall_WallMounted_Vertical | Y | exact | 100 | accepted | 73837 | HKG
420_ME_Radiator_WallMounted_Standard | 420_ME_Radiator_WallMounted_Standard | Y | exact | 100 | accepted | 73836 | HKG
420_ME_RectangularTubeManifold_8Connection | 420_ME_RectangularTubeManifold_8Connection | Y | exact | 100 | accepted | 73835 | HKG
420_ME_SinglePassTubeHeatExchanger_Horizontal | 420_ME_SinglePassTubeHeatExchanger_Horizontal | Y | exact | 100 | accepted | 73834 | HKG
420_ME_WaterHeater_Vertical | 420_ME_WaterHeater_Vertical | Y | exact | 100 | accepted | 73833 | HKG
420_PA_6WayValve_Thread | 420_PA_6WayValve_Thread | Y | exact | 100 | accepted | 73832 | HKG
420_PA_AirReleaseValve_Flanged_Standard | 420_PA_AirReleaseValve_Flanged_Standard | Y | exact | 100 | accepted | 73831 | HKG
420_PA_AirReleaseValve_Thread_Standard | 420_PA_AirReleaseValve_Thread_Standard | Y | exact | 100 | accepted | 73830 | HKG
420_PA_AirValve_Thread | 420_PA_AirValve_Thread | Y | exact | 100 | accepted | 73829 | HKG
420_PA_BalancingValve_Flanged | 420_PA_BalancingValve_Flanged | Y | exact | 100 | accepted | 73828 | HKG
420_PA_BalancingValve_Flanged_Standard | 420_PA_BalancingValve_Flanged_Standard | Y | exact | 100 | accepted | 73827 | HKG
420_PA_BalancingValve_Thread | 420_PA_BalancingValve_Thread | Y | exact | 100 | accepted | 73826 | HKG
420_PA_BalancingValve_Thread_Standard | 420_PA_BalancingValve_Thread_Standard | Y | exact | 100 | accepted | 73825 | HKG
420_PA_BallValve3Way_LPort | 420_PA_BallValve3Way_LPort | Y | exact | 100 | accepted | 73824 | HKG
420_PA_BallValve_Flanged | 420_PA_BallValve_Flanged | Y | exact | 100 | accepted | 73822 | HKG
420_PA_BallValve_Flanged_LeverStandard | 420_PA_BallValve_Flanged_LeverStandard | Y | exact | 100 | accepted | 73821 | HKG
420_PA_BallValve_Flanged_WheelStandard | 420_PA_BallValve_Flanged_WheelStandard | Y | exact | 100 | accepted | 73820 | HKG
420_PA_BallValve_FullBore | 420_PA_BallValve_FullBore | Y | exact | 100 | accepted | 73819 | HKG
420_PA_BallValve_Thread_LeverStandard | 420_PA_BallValve_Thread_LeverStandard | Y | exact | 100 | accepted | 73553 | HKG
420_PA_BallValve_Thread_WheelStandard | 420_PA_BallValve_Thread_WheelStandard | Y | exact | 100 | accepted | 73552 | HKG
420_PA_BallValve_Threaded | 420_PA_BallValve_Threaded | Y | exact | 100 | accepted | 73551 | HKG
420_PA_BasketStrainerValve_Thread_Standard | 420_PA_BasketStrainerValve_Thread_Standard | Y | exact | 100 | accepted | 73549 | HKG
420_PA_ButterflyValveHandwheel_Flanged | 420_PA_ButterflyValveHandwheel_Flanged | Y | exact | 100 | accepted | 73548 | HKG
420_PA_ButterflyValve_Flanged_GearStandard | 420_PA_ButterflyValve_Flanged_GearStandard | Y | exact | 100 | accepted | 73547 | HKG
420_PA_ButterflyValve_Flanged_Handle | 420_PA_ButterflyValve_Flanged_Handle | Y | exact | 100 | accepted | 73818 | HKG
420_PA_ButterflyValve_Flanged_LeverStandard | 420_PA_ButterflyValve_Flanged_LeverStandard | Y | exact | 100 | accepted | 73546 | HKG
420_PA_ButterflyValve_Thread_LeverStandard | 420_PA_ButterflyValve_Thread_LeverStandard | Y | exact | 100 | accepted | 73544 | HKG
420_PA_ButterflyvalveMotor_Flanged | 420_PA_ButterflyvalveMotor_Flanged | Y | exact | 100 | accepted | 73543 | HKG
420_PA_CapValve_Thread | 420_PA_CapValve_Thread | Y | exact | 100 | accepted | 73542 | HKG
420_PA_CheckValveWithThermometer_Thread | 420_PA_CheckValveWithThermometer_Thread | Y | exact | 100 | accepted | 73541 | HKG
420_PA_DifferentialPressureControlValve_Thread | 420_PA_DifferentialPressureControlValve_Thread | Y | exact | 100 | accepted | 73540 | HKG
420_PA_DifferentialPressureGauge_Standard | 420_PA_DifferentialPressureGauge_Standard | Y | exact | 100 | accepted | 73539 | HKG
420_PA_DifferentialPressureSensor | 420_PA_DifferentialPressureSensor | Y | exact | 100 | accepted | 73537 | HKG
420_PA_DifferentialPressureSensor_Standard | 420_PA_DifferentialPressureSensor_Standard | Y | exact | 100 | accepted | 73536 | HKG
420_PA_DiscCheckValve_Flanged_Standard | 420_PA_DiscCheckValve_Flanged_Standard | Y | exact | 100 | accepted | 73535 | HKG
420_PA_DrainValve_Thread_Standard | 420_PA_DrainValve_Thread_Standard | Y | exact | 100 | accepted | 73534 | HKG
420_PA_ExpansionJoint_Flanged | 420_PA_ExpansionJoint_Flanged | Y | exact | 100 | accepted | 73532 | HKG
420_PA_ExpansionJoint_Threaded | 420_PA_ExpansionJoint_Threaded | Y | exact | 100 | accepted | 73531 | HKG
420_PA_ExpansionJoint_Weld | 420_PA_ExpansionJoint_Weld | Y | exact | 100 | accepted | 73530 | HKG
420_PA_FillAndDrainBallValve_Threaded | 420_PA_FillAndDrainBallValve_Threaded | Y | exact | 100 | accepted | 73529 | HKG
420_PA_FilterValve_Flanged | 420_PA_FilterValve_Flanged | Y | exact | 100 | accepted | 73528 | HKG
420_PA_FilterValve_Thread | 420_PA_FilterValve_Thread | Y | exact | 100 | accepted | 73527 | HKG
420_PA_FlexibleConnection_Flanged_Standard | 420_PA_FlexibleConnection_Flanged_Standard | Y | exact | 100 | accepted | 73526 | HKG
420_PA_FlexibleConnection_Thread_Standard | 420_PA_FlexibleConnection_Thread_Standard | Y | exact | 100 | accepted | 73146 | HKG
420_PA_FlowSensor | 420_PA_FlowSensor | Y | exact | 100 | accepted | 73145 | HKG
420_PA_FlowSensor_Flanged_Standard | 420_PA_FlowSensor_Flanged_Standard | Y | exact | 100 | accepted | 73144 | HKG
420_PA_FlowSensor_Thread_Standard | 420_PA_FlowSensor_Thread_Standard | Y | exact | 100 | accepted | 73143 | HKG
420_PA_GateValve_Flanged_Standard | 420_PA_GateValve_Flanged_Standard | Y | exact | 100 | accepted | 73141 | HKG
420_PA_GateValve_Thread | 420_PA_GateValve_Thread | Y | exact | 100 | accepted | 73140 | HKG
420_PA_GateValve_Thread_Standard | 420_PA_GateValve_Thread_Standard | Y | exact | 100 | accepted | 73139 | HKG
420_PA_GlobeValve_Flanged_Standard | 420_PA_GlobeValve_Flanged_Standard | Y | exact | 100 | accepted | 73136 | HKG
420_PA_GlobeValve_Thread | 420_PA_GlobeValve_Thread | Y | exact | 100 | accepted | 73135 | HKG
420_PA_GlobeValve_Thread_Standard | 420_PA_GlobeValve_Thread_Standard | Y | exact | 100 | accepted | 73134 | HKG
420_PA_HeatMeter_Flanged | 420_PA_HeatMeter_Flanged | Y | exact | 100 | accepted | 73133 | HKG
420_PA_HeatingBallValve_Thread | 420_PA_HeatingBallValve_Thread | Y | exact | 100 | accepted | 73130 | HKG
420_PA_LiftCheckValve_Flanged_Standard | 420_PA_LiftCheckValve_Flanged_Standard | Y | exact | 100 | accepted | 73129 | HKG
420_PA_LiftCheckValve_Thread_Standard | 420_PA_LiftCheckValve_Thread_Standard | Y | exact | 100 | accepted | 73128 | HKG
420_PA_ManifoldConnection_Thread | 420_PA_ManifoldConnection_Thread | Y | exact | 100 | accepted | 73525 | HKG
420_PA_MotorizedBallValve_Flanged_Standard | 420_PA_MotorizedBallValve_Flanged_Standard | Y | exact | 100 | accepted | 73127 | HKG
420_PA_MotorizedButterflyValve_Flanged_Standard | 420_PA_MotorizedButterflyValve_Flanged_Standard | Y | exact | 100 | accepted | 73125 | HKG
420_PA_MotorizedGateValve_Flanged_Standard | 420_PA_MotorizedGateValve_Flanged_Standard | Y | exact | 100 | accepted | 73124 | HKG
420_PA_MotorizedGateValve_Thread_Standard | 420_PA_MotorizedGateValve_Thread_Standard | Y | exact | 100 | accepted | 73123 | HKG
420_PA_MotorizedGlobeValve_Flanged_Standard | 420_PA_MotorizedGlobeValve_Flanged_Standard | Y | exact | 100 | accepted | 73122 | HKG
420_PA_MotorizedGlobeValve_Thread_Standard | 420_PA_MotorizedGlobeValve_Thread_Standard | Y | exact | 100 | accepted | 73121 | HKG
420_PA_MotorizedThreeWayValve_Flanged_Standard | 420_PA_MotorizedThreeWayValve_Flanged_Standard | Y | exact | 100 | accepted | 73120 | HKG
420_PA_MotorizedThreeWayvalve_Thread_Standard | 420_PA_MotorizedThreeWayvalve_Thread_Standard | Y | exact | 100 | accepted | 73119 | HKG
420_PA_PICCV2WayValve_Thread | 420_PA_PICCV2WayValve_Thread | Y | exact | 100 | accepted | 73117 | HKG
420_PA_PICCV3WayValve_Thread | 420_PA_PICCV3WayValve_Thread | Y | exact | 100 | accepted | 73116 | HKG
420_PA_PICVValve_Thread | 420_PA_PICVValve_Thread | Y | exact | 100 | accepted | 73524 | HKG
420_PA_PneumaticGlobeControlValve_Flanged | 420_PA_PneumaticGlobeControlValve_Flanged | Y | exact | 100 | accepted | 73113 | HKG
420_PA_PneumaticGlobeControlValve_Thread | 420_PA_PneumaticGlobeControlValve_Thread | Y | exact | 100 | accepted | 73112 | HKG
420_PA_PressureGauge | 420_PA_PressureGauge | Y | exact | 100 | accepted | 73111 | HKG
420_PA_PressureGauge_2Connection | 420_PA_PressureGauge_2Connection | Y | exact | 100 | accepted | 73110 | HKG
420_PA_PressureGauge_Standard | 420_PA_PressureGauge_Standard | Y | exact | 100 | accepted | 73109 | HKG
420_PA_PressureIndependentControlValveCompact_Threaded | 420_PA_PressureIndependentControlValveCompact_Threaded | Y | exact | 100 | accepted | 73108 | HKG
420_PA_PressureIndependentControlValve_Flanged | 420_PA_PressureIndependentControlValve_Flanged | Y | exact | 100 | accepted | 73107 | HKG
420_PA_PressureIndependentControlValve_Threaded | 420_PA_PressureIndependentControlValve_Threaded | Y | exact | 100 | accepted | 73106 | HKG
420_PA_PressureReducingValveWithGauge_Thread | 420_PA_PressureReducingValveWithGauge_Thread | Y | exact | 100 | accepted | 73105 | HKG
420_PA_PressureSensor_Standard | 420_PA_PressureSensor_Standard | Y | exact | 100 | accepted | 72694 | HKG
420_PA_RadiatorLockshield_Thread | 420_PA_RadiatorLockshield_Thread | Y | exact | 100 | accepted | 72693 | HKG
420_PA_RadiatorShutOffValveAngle_Thread | 420_PA_RadiatorShutOffValveAngle_Thread | Y | exact | 100 | accepted | 72691 | HKG
420_PA_RadiatorShutOffValveStraight_Thread | 420_PA_RadiatorShutOffValveStraight_Thread | Y | exact | 100 | accepted | 72690 | HKG
420_PA_RadiatorThermostatic2PointAngleValve_Thread | 420_PA_RadiatorThermostatic2PointAngleValve_Thread | Y | exact | 100 | accepted | 72688 | HKG
420_PA_RadiatorThermostaticAngleValve_Thread | 420_PA_RadiatorThermostaticAngleValve_Thread | Y | exact | 100 | accepted | 72687 | HKG
420_PA_RegulatingValve_Thread_Standard | 420_PA_RegulatingValve_Thread_Standard | Y | exact | 100 | accepted | 72663 | HKG
420_PA_RegulatingValve_Threaded | 420_PA_RegulatingValve_Threaded | Y | exact | 100 | accepted | 72662 | HKG
420_PA_SafetyReliefValveConer_Thread | 420_PA_SafetyReliefValveConer_Thread | Y | exact | 100 | accepted | 72660 | HKG
420_PA_SafetyReliefValveCorner_Flanged | 420_PA_SafetyReliefValveCorner_Flanged | Y | exact | 100 | accepted | 72659 | HKG
420_PA_SafetyReliefValveStraight_Flanged | 420_PA_SafetyReliefValveStraight_Flanged | Y | exact | 100 | accepted | 72658 | HKG
420_PA_SafetyValveCorner_Flanged_Standard | 420_PA_SafetyValveCorner_Flanged_Standard | Y | exact | 100 | accepted | 72657 | HKG
420_PA_SafetyValveCorner_Thread_Standard | 420_PA_SafetyValveCorner_Thread_Standard | Y | exact | 100 | accepted | 72655 | HKG
420_PA_ShutOffValveWithSafetyFunction_Flanged | 420_PA_ShutOffValveWithSafetyFunction_Flanged | Y | exact | 100 | accepted | 73521 | HKG
420_PA_SixWayMotorisedControlValve_Threaded | 420_PA_SixWayMotorisedControlValve_Threaded | Y | exact | 100 | accepted | 73517 | HKG
420_PA_SmartForEnergyManagement_Flanged | 420_PA_SmartForEnergyManagement_Flanged | Y | exact | 100 | accepted | 73516 | HKG
420_PA_SmartForEnergyManagement_Thread | 420_PA_SmartForEnergyManagement_Thread | Y | exact | 100 | accepted | 73515 | HKG
420_PA_SpringCheckValve_Flanged_Standard | 420_PA_SpringCheckValve_Flanged_Standard | Y | exact | 100 | accepted | 72654 | HKG
420_PA_SwingCheckValve_Thread_Standard | 420_PA_SwingCheckValve_Thread_Standard | Y | exact | 100 | accepted | 72652 | HKG
420_PA_SwingcheckValve_Flanged | 420_PA_SwingcheckValve_Flanged | Y | exact | 100 | accepted | 72650 | HKG
420_PA_SwingcheckValve_Threaded | 420_PA_SwingcheckValve_Threaded | Y | exact | 100 | accepted | 72604 | HKG
420_PA_TemperatureGauge_Standard | 420_PA_TemperatureGauge_Standard | Y | exact | 100 | accepted | 72603 | HKG
420_PA_TemperatureRegulatorValve_SelfOperated | 420_PA_TemperatureRegulatorValve_SelfOperated | Y | exact | 100 | accepted | 73514 | HKG
420_PA_TemperatureSensor | 420_PA_TemperatureSensor | Y | exact | 100 | accepted | 72602 | HKG
420_PA_Thermometer | 420_PA_Thermometer | Y | exact | 100 | accepted | 72600 | HKG
420_PA_Thermometergauge | 420_PA_Thermometergauge | Y | exact | 100 | accepted | 72599 | HKG
420_PA_ThreeWayMotorisedControlValve_Flanged | 420_PA_ThreeWayMotorisedControlValve_Flanged | Y | exact | 100 | accepted | 73513 | HKG
420_PA_ThreeWayvalve_Flanged_Standard | 420_PA_ThreeWayvalve_Flanged_Standard | Y | exact | 100 | accepted | 72598 | HKG
420_PA_WaferCheckValve_Flanged_Standard | 420_PA_WaferCheckValve_Flanged_Standard | Y | exact | 100 | accepted | 72595 | HKG
420_PA_WaterMeter_Flanged | 420_PA_WaterMeter_Flanged | Y | exact | 100 | accepted | 72594 | HKG
420_PA_WaterMeter_Flanged_Standard | 420_PA_WaterMeter_Flanged_Standard | Y | exact | 100 | accepted | 72593 | HKG
420_PA_WaterMeter_Threaded | 420_PA_WaterMeter_Threaded | Y | exact | 100 | accepted | 72591 | HKG
420_PA_WaterMeter_Threaded_Standard | 420_PA_WaterMeter_Threaded_Standard | Y | exact | 100 | accepted | 73511 | HKG
420_PA_YStrainerValve_Flanged_Standard | 420_PA_YStrainerValve_Flanged_Standard | Y | exact | 100 | accepted | 72590 | HKG
420_PA_YStrainerValve_Thread_Standard | 420_PA_YStrainerValve_Thread_Standard | Y | exact | 100 | accepted | 72589 | HKG
420_PA_YStrainer_Flanged | 420_PA_YStrainer_Flanged | Y | exact | 100 | accepted | 72588 | HKG
420_PA_YStrainer_Thread | 420_PA_YStrainer_Thread | Y | exact | 100 | accepted | 72587 | HKG
420_PF_CO_cCap_Soldered | 420_PF_CO_cCap_Soldered | Y | exact | 100 | accepted | 72196 | HKG
420_PF_CO_eElbow_Soldered | 420_PF_CO_eElbow_Soldered | Y | exact | 100 | accepted | 72198 | HKG
420_PF_CO_rReducer_Soldered | 420_PF_CO_rReducer_Soldered | Y | exact | 100 | accepted | 73509 | HKG
420_PF_CO_tTee_Soldered | 420_PF_CO_tTee_Soldered | Y | exact | 100 | accepted | 72586 | HKG
420_PF_CO_uUnion_Soldered | 420_PF_CO_uUnion_Soldered | Y | exact | 100 | accepted | 72585 | HKG
420_PF_CO_xCross_Soldered | 420_PF_CO_xCross_Soldered | Y | exact | 100 | accepted | 72584 | HKG
420_PF_CS_cCap_Welded | 420_PF_CS_cCap_Welded | Y | exact | 100 | accepted | 72583 | HKG
420_PF_CS_eElbow_Welded | 420_PF_CS_eElbow_Welded | Y | exact | 100 | accepted | 72582 | HKG
420_PF_CS_fConnectionFlanged_Welded | 420_PF_CS_fConnectionFlanged_Welded | Y | exact | 100 | accepted | 72204 | HKG
420_PF_CS_rReducer_Welded | 420_PF_CS_rReducer_Welded | Y | exact | 100 | accepted | 72203 | HKG
420_PF_CS_sTap_Welded | 420_PF_CS_sTap_Welded | Y | exact | 100 | accepted | 72202 | HKG
420_PF_CS_tTee_Welded | 420_PF_CS_tTee_Welded | Y | exact | 100 | accepted | 72201 | HKG
420_PF_CS_uUnion_Welded | 420_PF_CS_uUnion_Welded | Y | exact | 100 | accepted | 72200 | HKG
420_PF_CS_xCross_Welded | 420_PF_CS_xCross_Welded | Y | exact | 100 | accepted | 72199 | HKG
430_AT_AirDiffuser_Standard | 430_AT_AirDiffuser_Standard | Y | exact | 100 | accepted | 73173 | RLT
430_AT_CircularDiscValves_LVS_Return | 430_AT_CircularDiscValves_LVS_Return | Y | exact | 100 | accepted | 73174 | RLT
430_AT_CircularDiscValves_ZLVS_Supply | 430_AT_CircularDiscValves_ZLVS_Supply | Y | exact | 100 | accepted | 73329 | RLT
430_AT_CrossflowCFE_TPP_NoSystem | 430_AT_CrossflowCFE_TPP_NoSystem | Y | exact | 100 | accepted | 73241 | RLT
430_AT_DeflectorHood_Roof_Rectangular_Exhaust | 430_AT_DeflectorHood_Roof_Rectangular_Exhaust | Y | exact | 100 | accepted | 73243 | RLT
430_AT_DeflectorHood_Roof_Rectangular_FreshAirIntake | 430_AT_DeflectorHood_Roof_Rectangular_FreshAirIntake | Y | exact | 100 | accepted | 73330 | RLT
430_AT_DeflectorHood_Roof_Round_Exhaust | 430_AT_DeflectorHood_Roof_Round_Exhaust | Y | exact | 100 | accepted | 73331 | RLT
430_AT_Diffuser_CeilingHorizontal_1ConnectionAsymmetrical_Return | 430_AT_Diffuser_CeilingHorizontal_1ConnectionAsymmetrical_Return | Y | exact | 100 | accepted | 73337 | RLT
430_AT_Diffuser_CeilingHorizontal_1ConnectionAsymmetrical_Supply | 430_AT_Diffuser_CeilingHorizontal_1ConnectionAsymmetrical_Supply | Y | exact | 100 | accepted | 73338 | RLT
430_AT_Diffuser_CeilingHorizontal_1ConnectionSymmetrical_Return | 430_AT_Diffuser_CeilingHorizontal_1ConnectionSymmetrical_Return | Y | exact | 100 | accepted | 73340 | RLT
430_AT_Diffuser_CeilingHorizontal_1ConnectionSymmetrical_Supply | 430_AT_Diffuser_CeilingHorizontal_1ConnectionSymmetrical_Supply | Y | exact | 100 | accepted | 73339 | RLT
430_AT_Diffuser_CeilingHorizontal_2ConnectionAsymmetrical_Return | 430_AT_Diffuser_CeilingHorizontal_2ConnectionAsymmetrical_Return | Y | exact | 100 | accepted | 73341 | RLT
430_AT_Diffuser_CeilingHorizontal_2ConnectionAsymmetrical_Supply | 430_AT_Diffuser_CeilingHorizontal_2ConnectionAsymmetrical_Supply | Y | exact | 100 | accepted | 73342 | RLT
430_AT_Diffuser_CeilingHorizontal_2ConnectionSymmetrical_Return | 430_AT_Diffuser_CeilingHorizontal_2ConnectionSymmetrical_Return | Y | exact | 100 | accepted | 73343 | RLT
430_AT_Diffuser_CeilingHorizontal_2ConnectionSymmetrical_Supply | 430_AT_Diffuser_CeilingHorizontal_2ConnectionSymmetrical_Supply | Y | exact | 100 | accepted | 73345 | RLT
430_AT_Diffuser_CeilingVertical_1ConnectionSymmetrical_Return | 430_AT_Diffuser_CeilingVertical_1ConnectionSymmetrical_Return | Y | exact | 100 | accepted | 73346 | RLT
430_AT_Diffuser_CeilingVertical_1ConnectionSymmetrical_Supply | 430_AT_Diffuser_CeilingVertical_1ConnectionSymmetrical_Supply | Y | exact | 100 | accepted | 73347 | RLT
430_AT_Diffuser_CeilingVertical_2ConnectionSymmetrical_Return | 430_AT_Diffuser_CeilingVertical_2ConnectionSymmetrical_Return | Y | exact | 100 | accepted | 73348 | RLT
430_AT_Diffuser_CeilingVertical_2ConnectionSymmetrical_Supply | 430_AT_Diffuser_CeilingVertical_2ConnectionSymmetrical_Supply | Y | exact | 100 | accepted | 73349 | RLT
430_AT_Diffuser_Ceiling_Rectangular_AIRNAMIC_Return | 430_AT_Diffuser_Ceiling_Rectangular_AIRNAMIC_Return | Y | exact | 100 | accepted | 73562 | RLT
430_AT_Diffuser_Ceiling_Rectangular_AIRNAMIC_Supply | 430_AT_Diffuser_Ceiling_Rectangular_AIRNAMIC_Supply | Y | exact | 100 | accepted | 73563 | RLT
430_AT_Diffuser_Ceiling_Round_AIRNAMIC_Exhaust | 430_AT_Diffuser_Ceiling_Round_AIRNAMIC_Exhaust | Y | exact | 100 | accepted | 73564 | RLT
430_AT_Diffuser_Ceiling_Round_AIRNAMIC_Supply | 430_AT_Diffuser_Ceiling_Round_AIRNAMIC_Supply | Y | exact | 100 | accepted | 73565 | RLT
430_AT_Diffuser_FloorHorizontal_Rectangular_AH_Return | 430_AT_Diffuser_FloorHorizontal_Rectangular_AH_Return | Y | exact | 100 | accepted | 73566 | RLT
430_AT_Diffuser_FloorHorizontal_Rectangular_AH_Supply | 430_AT_Diffuser_FloorHorizontal_Rectangular_AH_Supply | Y | exact | 100 | accepted | 73567 | RLT
430_AT_Diffusers_Floor_FBK_Return | 430_AT_Diffusers_Floor_FBK_Return | Y | exact | 100 | accepted | 73333 | RLT
430_AT_Diffusers_Floor_FBK_Supply | 430_AT_Diffusers_Floor_FBK_Supply | Y | exact | 100 | accepted | 73334 | RLT
430_AT_Diffusers_Wall_CHM_Supply | 430_AT_Diffusers_Wall_CHM_Supply | Y | exact | 100 | accepted | 73335 | RLT
430_AT_Diffusers_Wall_CHS_Supply | 430_AT_Diffusers_Wall_CHS_Supply | Y | exact | 100 | accepted | 73336 | RLT
430_AT_DiscValvesSTVA_Return | 430_AT_DiscValvesSTVA_Return | Y | exact | 100 | accepted | 73568 | RLT
430_AT_DiscValvesSTVZ_Supply | 430_AT_DiscValvesSTVZ_Supply | Y | exact | 100 | accepted | 73569 | RLT
430_AT_DisplacementFlowDiffusers_Wall_QLF_Supply | 430_AT_DisplacementFlowDiffusers_Wall_QLF_Supply | Y | exact | 100 | accepted | 73570 | RLT
430_AT_DisplacementFlowDiffusers_Wall_QLV_Supply | 430_AT_DisplacementFlowDiffusers_Wall_QLV_Supply | Y | exact | 100 | accepted | 73571 | RLT
430_AT_DoubleSlot_CeilingHorizontal_1ConnectionSymmetrical_Withbox | 430_AT_DoubleSlot_CeilingHorizontal_1ConnectionSymmetrical_Withbox | Y | exact | 100 | accepted | 73572 | RLT
430_AT_EggCrateAirGrill_HorizontalCeiling_Rectangular_Return | 430_AT_EggCrateAirGrill_HorizontalCeiling_Rectangular_Return | Y | exact | 100 | accepted | 73573 | RLT
430_AT_ExternalRainProtectionGrill_Wall_Round | 430_AT_ExternalRainProtectionGrill_Wall_Round | Y | exact | 100 | accepted | 73574 | RLT
430_AT_GrilleWeatherProtection_Wall_Rectangular_WGALHeightSubdividedExhaust | 430_AT_GrilleWeatherProtection_Wall_Rectangular_WGALHeightSubdividedExhaust | Y | exact | 100 | accepted | 73578 | RLT
430_AT_GrilleWeatherProtection_Wall_Rectangular_WGAL_Exhaust | 430_AT_GrilleWeatherProtection_Wall_Rectangular_WGAL_Exhaust | Y | exact | 100 | accepted | 73631 | RLT
430_AT_GrilleWeatherProtection_Wall_Rectangular_WGAL_Supply | 430_AT_GrilleWeatherProtection_Wall_Rectangular_WGAL_Supply | Y | exact | 100 | accepted | 73632 | RLT
430_AT_Grilles_Wall_Rectangular_TRS_FreshAirIntake | 430_AT_Grilles_Wall_Rectangular_TRS_FreshAirIntake | Y | exact | 100 | accepted | 73575 | RLT
430_AT_Grilles_Wall_Rectangular_TRS_Return | 430_AT_Grilles_Wall_Rectangular_TRS_Return | Y | exact | 100 | accepted | 73576 | RLT
430_AT_Grilles_Wall_Rectangular_TRS_Supply | 430_AT_Grilles_Wall_Rectangular_TRS_Supply | Y | exact | 100 | accepted | 73577 | RLT
430_AT_InspectionOpenings_RecDuctHorizontal_Rectangular | 430_AT_InspectionOpenings_RecDuctHorizontal_Rectangular | Y | exact | 100 | accepted | 73633 | RLT
430_AT_InspectionOpenings_RoundDuctHorizontal_Oval | 430_AT_InspectionOpenings_RoundDuctHorizontal_Oval | Y | exact | 100 | accepted | 73634 | RLT
430_AT_JetDiffuser_Round_Standard | 430_AT_JetDiffuser_Round_Standard | Y | exact | 100 | accepted | 73635 | RLT
430_AT_LamellarHood_Roof_Rectangular_Exhaust | 430_AT_LamellarHood_Roof_Rectangular_Exhaust | Y | exact | 100 | accepted | 73636 | RLT
430_AT_LamellarHood_Roof_Rectangular_FreshAirIntake | 430_AT_LamellarHood_Roof_Rectangular_FreshAirIntake | Y | exact | 100 | accepted | 73637 | RLT
430_AT_LourveCover_Roof | 430_AT_LourveCover_Roof | Y | exact | 100 | accepted | 73638 | RLT
430_AT_Louvre_Standard | 430_AT_Louvre_Standard | Y | exact | 100 | accepted | 73639 | RLT
430_AT_Nozzle_Standard | 430_AT_Nozzle_Standard | Y | exact | 100 | accepted | 74173 | RLT
430_AT_NozzlesElectricActuator_DUK_E_Exhaust | 430_AT_NozzlesElectricActuator_DUK_E_Exhaust | Y | exact | 100 | accepted | 73640 | RLT
430_AT_NozzlesElectricActuator_DUK_E_Supply | 430_AT_NozzlesElectricActuator_DUK_E_Supply | Y | exact | 100 | accepted | 73641 | RLT
430_AT_Nozzles_Exhaust | 430_AT_Nozzles_Exhaust | Y | exact | 100 | accepted | 74170 | RLT
430_AT_Nozzles_Return | 430_AT_Nozzles_Return | Y | exact | 100 | accepted | 74171 | RLT
430_AT_Nozzles_Supply | 430_AT_Nozzles_Supply | Y | exact | 100 | accepted | 74172 | RLT
430_AT_RoofHood | 430_AT_RoofHood | Y | exact | 100 | accepted | 74174 | RLT
430_AT_RoundLouver_Standard | 430_AT_RoundLouver_Standard | Y | exact | 100 | accepted | 74175 | RLT
430_AT_SchakoDiffuser_HorizontalCeiling_Rectangular_Return | 430_AT_SchakoDiffuser_HorizontalCeiling_Rectangular_Return | Y | exact | 100 | accepted | 73898 | RLT
430_AT_SchakoDiffuser_HorizontalCeiling_Rectangular_Supply | 430_AT_SchakoDiffuser_HorizontalCeiling_Rectangular_Supply | Y | exact | 100 | accepted | 73899 | RLT
430_AT_SchakoDisplacementDiffusers_Wall_WQA_Supply | 430_AT_SchakoDisplacementDiffusers_Wall_WQA_Supply | Y | exact | 100 | accepted | 74169 | RLT
430_AT_SlotDiffuserDSXXXLP2A_Return | 430_AT_SlotDiffuserDSXXXLP2A_Return | Y | exact | 100 | accepted | 74168 | RLT
430_AT_SlotDiffuserDSXXXLP2A_Supply | 430_AT_SlotDiffuserDSXXXLP2A_Supply | Y | exact | 100 | accepted | 74167 | RLT
430_AT_SmokeExtractionAndVentilationHood_Roof_Rectangular_Exhaust | 430_AT_SmokeExtractionAndVentilationHood_Roof_Rectangular_Exhaust | Y | exact | 100 | accepted | 74166 | RLT
430_AT_SwirlDiffuser4Ways_Ceiling_Rectangular_Return | 430_AT_SwirlDiffuser4Ways_Ceiling_Rectangular_Return | Y | exact | 100 | accepted | 74156 | RLT
430_AT_SwirlDiffuser4Ways_Ceiling_Rectangular_Supply | 430_AT_SwirlDiffuser4Ways_Ceiling_Rectangular_Supply | Y | exact | 100 | accepted | 74155 | RLT
430_AT_SwirlDiffuser_CeilingHorizontal_Rectangular_PerforatedMetalTiles_Return | 430_AT_SwirlDiffuser_CeilingHorizontal_Rectangular_PerforatedMetalTiles_Return | Y | exact | 100 | accepted | 74163 | RLT
430_AT_SwirlDiffuser_CeilingHorizontal_Rectangular_PerforatedMetalTiles_Supply | 430_AT_SwirlDiffuser_CeilingHorizontal_Rectangular_PerforatedMetalTiles_Supply | Y | exact | 100 | accepted | 74162 | RLT
430_AT_SwirlDiffuser_CeilingHorizontal_Round_Supply | 430_AT_SwirlDiffuser_CeilingHorizontal_Round_Supply | Y | exact | 100 | accepted | 74160 | RLT
430_AT_SwirlDiffuser_CeilingVertical_Rectangular_PerforatedMetalTiles_Return | 430_AT_SwirlDiffuser_CeilingVertical_Rectangular_PerforatedMetalTiles_Return | Y | exact | 100 | accepted | 74159 | RLT
430_AT_SwirlDiffuser_CeilingVertical_Rectangular_PerforatedMetalTiles_Supply | 430_AT_SwirlDiffuser_CeilingVertical_Rectangular_PerforatedMetalTiles_Supply | Y | exact | 100 | accepted | 74158 | RLT
430_AT_SwirlDiffuser_CeilingVertical_Rectangular_Return | 430_AT_SwirlDiffuser_CeilingVertical_Rectangular_Return | Y | exact | 100 | accepted | 74157 | RLT
430_AT_SwirlDiffuser_CeilingVertical_Round_Return | 430_AT_SwirlDiffuser_CeilingVertical_Round_Return | Y | exact | 100 | accepted | 74107 | RLT
430_AT_SwirlDiffuser_CeilingVertical_Round_Supply | 430_AT_SwirlDiffuser_CeilingVertical_Round_Supply | Y | exact | 100 | accepted | 74106 | RLT
430_AT_SwirlDiffuser_HorizontalCeiling_Rectangular_Return | 430_AT_SwirlDiffuser_HorizontalCeiling_Rectangular_Return | Y | exact | 100 | accepted | 74105 | RLT
430_AT_SwirlDiffuser_HorizontalCeiling_Rectangular_Supply | 430_AT_SwirlDiffuser_HorizontalCeiling_Rectangular_Supply | Y | exact | 100 | accepted | 74104 | RLT
430_AT_SwirlDiffuser_VerticalCeiling_Rectangular_Supply | 430_AT_SwirlDiffuser_VerticalCeiling_Rectangular_Supply | Y | exact | 100 | accepted | 74103 | RLT
430_AT_SwirlDiffusers_Ceiling_Round_RFDV_Return | 430_AT_SwirlDiffusers_Ceiling_Round_RFDV_Return | Y | exact | 100 | accepted | 74165 | RLT
430_AT_SwirlDiffusers_Ceiling_Round_RFDV_Supply | 430_AT_SwirlDiffusers_Ceiling_Round_RFDV_Supply | Y | exact | 100 | accepted | 74164 | RLT
430_AT_TextileDiffuser_Supply | 430_AT_TextileDiffuser_Supply | Y | exact | 100 | accepted | 74102 | RLT
430_AT_VentilationGrilles_DoorWall_AGS_Exhaust | 430_AT_VentilationGrilles_DoorWall_AGS_Exhaust | Y | exact | 100 | accepted | 74101 | RLT
430_AT_VentilationGrilles_DoorWall_AGS_Supply | 430_AT_VentilationGrilles_DoorWall_AGS_Supply | Y | exact | 100 | accepted | 74100 | RLT
430_AT_VentilationGrilles_Rectangular_Standard | 430_AT_VentilationGrilles_Rectangular_Standard | Y | exact | 100 | accepted | 74099 | RLT
430_AT_VentilationGrilles_RoundDuctHorizontal_TRSR_Return | 430_AT_VentilationGrilles_RoundDuctHorizontal_TRSR_Return | Y | exact | 100 | accepted | 74098 | RLT
430_AT_VentilationGrilles_RoundDuctHorizontal_TRSR_Supply | 430_AT_VentilationGrilles_RoundDuctHorizontal_TRSR_Supply | Y | exact | 100 | accepted | 74097 | RLT
430_AT_VentilationGrilles_RoundDuct_Standard | 430_AT_VentilationGrilles_RoundDuct_Standard | Y | exact | 100 | accepted | 74096 | RLT
430_DA_AirtightLouverDamper | 430_DA_AirtightLouverDamper | Y | exact | 100 | accepted | 72055 | RLT
430_DA_CircularSilencers_CA_050 | 430_DA_CircularSilencers_CA_050 | Y | exact | 100 | accepted | 72056 | RLT
430_DA_CircularSilencers_CA_100 | 430_DA_CircularSilencers_CA_100 | Y | exact | 100 | accepted | 72057 | RLT
430_DA_CircularSilencers_CB | 430_DA_CircularSilencers_CB | Y | exact | 100 | accepted | 72058 | RLT
430_DA_CircularSilencers_CS | 430_DA_CircularSilencers_CS | Y | exact | 100 | accepted | 72060 | RLT
430_DA_ConstantVolumeFlowControl_Rectangular_ConstantFlowEN | 430_DA_ConstantVolumeFlowControl_Rectangular_ConstantFlowEN | Y | exact | 100 | accepted | 72061 | RLT
430_DA_ConstantVolumeFlowControl_Rectangular_ConstantFlowENEx | 430_DA_ConstantVolumeFlowControl_Rectangular_ConstantFlowENEx | Y | exact | 100 | accepted | 72062 | RLT
430_DA_ConstantVolumeFlowControl_Round_ConstantFlowRN | 430_DA_ConstantVolumeFlowControl_Round_ConstantFlowRN | Y | exact | 100 | accepted | 72063 | RLT
430_DA_ConstantVolumeFlowControl_Round_ConstantFlowRNEx | 430_DA_ConstantVolumeFlowControl_Round_ConstantFlowRNEx | Y | exact | 100 | accepted | 72064 | RLT
430_DA_ConstantVolumeFlowControl_Round_ConstantFlowVFC | 430_DA_ConstantVolumeFlowControl_Round_ConstantFlowVFC | Y | exact | 100 | accepted | 72066 | RLT
430_DA_ConstantVolumeFlowControl_Round_ConstantFlowVFL | 430_DA_ConstantVolumeFlowControl_Round_ConstantFlowVFL | Y | exact | 100 | accepted | 72065 | RLT
430_DA_FireDampersForCeiling_KU_K30 | 430_DA_FireDampersForCeiling_KU_K30 | Y | exact | 100 | accepted | 72068 | RLT
430_DA_FireDampers_CommercialKitchens_KA_EU | 430_DA_FireDampers_CommercialKitchens_KA_EU | Y | exact | 100 | accepted | 72069 | RLT
430_DA_FireDampers_FireProtectionValve_FV_EU | 430_DA_FireDampers_FireProtectionValve_FV_EU | Y | exact | 100 | accepted | 72070 | RLT
430_DA_FireInsulationSheets_Fitting_Promat_L90 | 430_DA_FireInsulationSheets_Fitting_Promat_L90 | Y | exact | 100 | accepted | 72071 | RLT
430_DA_FireInsulationSheets_Promat_L90 | 430_DA_FireInsulationSheets_Promat_L90 | Y | exact | 100 | accepted | 72072 | RLT
430_DA_FireProtectionDamper_Round_FLIVE | 430_DA_FireProtectionDamper_Round_FLIVE | Y | exact | 100 | accepted | 72073 | RLT
430_DA_FlexibleConnection_Rectangular | 430_DA_FlexibleConnection_Rectangular | Y | exact | 100 | accepted | 72074 | RLT
430_DA_FlexibleConnection_Round | 430_DA_FlexibleConnection_Round | Y | exact | 100 | accepted | 73071 | RLT
430_DA_FlowAdjustmentDampers | 430_DA_FlowAdjustmentDampers | Y | exact | 100 | accepted | 72751 | RLT
430_DA_IntumescentDamper_OverflowGrill_NoSystem | 430_DA_IntumescentDamper_OverflowGrill_NoSystem | Y | exact | 100 | accepted | 72753 | RLT
430_DA_MultileafDamperRec_LowLeakage | 430_DA_MultileafDamperRec_LowLeakage | Y | exact | 100 | accepted | 72819 | RLT
430_DA_NonReturnValves | 430_DA_NonReturnValves | Y | exact | 100 | accepted | 72851 | RLT
430_DA_PressureOverflowElements | 430_DA_PressureOverflowElements | Y | exact | 100 | accepted | 72067 | RLT
430_DA_PressureReliefDamper_Rectangular_Standard_NoSystem | 430_DA_PressureReliefDamper_Rectangular_Standard_NoSystem | Y | exact | 100 | accepted | 72853 | RLT
430_DA_RecFireDamperMechanism_FK2EU | 430_DA_RecFireDamperMechanism_FK2EU | Y | exact | 100 | accepted | 73076 | RLT
430_DA_RecFireDampers_FKEU | 430_DA_RecFireDampers_FKEU | Y | exact | 100 | accepted | 72854 | RLT
430_DA_RoundFireDampers_FKREU | 430_DA_RoundFireDampers_FKREU | Y | exact | 100 | accepted | 72876 | RLT
430_DA_RoundFireDampers_FKRS_EU | 430_DA_RoundFireDampers_FKRS_EU | Y | exact | 100 | accepted | 72877 | RLT
430_DA_SchakoConstantVolumeFlowControl_Round_ConstantFlowVLV | 430_DA_SchakoConstantVolumeFlowControl_Round_ConstantFlowVLV | Y | exact | 100 | accepted | 72760 | RLT
430_DA_SchakoSilencer_Round_RS | 430_DA_SchakoSilencer_Round_RS | Y | exact | 100 | accepted | 72745 | RLT
430_DA_ShutOffDevices_AK | 430_DA_ShutOffDevices_AK | Y | exact | 100 | accepted | 72734 | RLT
430_DA_ShutOffDevices_AKEx | 430_DA_ShutOffDevices_AKEx | Y | exact | 100 | accepted | 72736 | RLT
430_DA_ShutOffDevices_AKK | 430_DA_ShutOffDevices_AKK | Y | exact | 100 | accepted | 72738 | RLT
430_DA_Silencer_Rectangular_Standard | 430_DA_Silencer_Rectangular_Standard | Y | exact | 100 | accepted | 72743 | RLT
430_DA_Silencer_Round_Standard | 430_DA_Silencer_Round_Standard | Y | exact | 100 | accepted | 72741 | RLT
430_DA_SilencersVAV_Rectangular_TS | 430_DA_SilencersVAV_Rectangular_TS | Y | exact | 100 | accepted | 72746 | RLT
430_DA_SilencersVAV_Rectangular_TX | 430_DA_SilencersVAV_Rectangular_TX | Y | exact | 100 | accepted | 72748 | RLT
430_DA_SmokeControlDamper_EKEU | 430_DA_SmokeControlDamper_EKEU | Y | exact | 100 | accepted | 72756 | RLT
430_DA_SmokeControlDamper_EKJZ | 430_DA_SmokeControlDamper_EKJZ | Y | exact | 100 | accepted | 72758 | RLT
430_DA_SmokeDetectorinDucts_RMO3D | 430_DA_SmokeDetectorinDucts_RMO3D | Y | exact | 100 | accepted | 72803 | RLT
430_DA_SmokeDetectorinDucts_RMOVSD | 430_DA_SmokeDetectorinDucts_RMOVSD | Y | exact | 100 | accepted | 72804 | RLT
430_DA_SmokeProtectionDamper_JZRS | 430_DA_SmokeProtectionDamper_JZRS | Y | exact | 100 | accepted | 72899 | RLT
430_DA_TunnelDampers_JF | 430_DA_TunnelDampers_JF | Y | exact | 100 | accepted | 72917 | RLT
430_DA_VariableAirVolume_Rectangular_MQTH | 430_DA_VariableAirVolume_Rectangular_MQTH | Y | exact | 100 | accepted | 72919 | RLT
430_DA_VariableAirVolume_Round_MQTH | 430_DA_VariableAirVolume_Round_MQTH | Y | exact | 100 | accepted | 72920 | RLT
430_DA_VariableVolumeFlowControl_Rectangular_VaryControlTASilenzio | 430_DA_VariableVolumeFlowControl_Rectangular_VaryControlTASilenzio | Y | exact | 100 | accepted | 72931 | RLT
430_DA_VariableVolumeFlowControl_Rectangular_VaryControlTVA | 430_DA_VariableVolumeFlowControl_Rectangular_VaryControlTVA | Y | exact | 100 | accepted | 72932 | RLT
430_DA_VariableVolumeFlowControl_Rectangular_VaryControlTVJ | 430_DA_VariableVolumeFlowControl_Rectangular_VaryControlTVJ | Y | exact | 100 | accepted | 72933 | RLT
430_DA_VariableVolumeFlowControl_Rectangular_VaryControlTVM | 430_DA_VariableVolumeFlowControl_Rectangular_VaryControlTVM | Y | exact | 100 | accepted | 72934 | RLT
430_DA_VariableVolumeFlowControl_Rectangular_VaryControlTVT | 430_DA_VariableVolumeFlowControl_Rectangular_VaryControlTVT | Y | exact | 100 | accepted | 72935 | RLT
430_DA_VariableVolumeFlowControl_Rectangular_VaryControlTVZ | 430_DA_VariableVolumeFlowControl_Rectangular_VaryControlTVZ | Y | exact | 100 | accepted | 72937 | RLT
430_DA_VariableVolumeFlowControl_Rectangular_VaryControlTZSilenzio | 430_DA_VariableVolumeFlowControl_Rectangular_VaryControlTZSilenzio | Y | exact | 100 | accepted | 72938 | RLT
430_DA_VariableVolumeFlowControl_Round_VaryControlTVREX | 430_DA_VariableVolumeFlowControl_Round_VaryControlTVREX | Y | exact | 100 | accepted | 72940 | RLT
430_DA_VariableVolumeFlowControl_Round_VarycontrolTVLK | 430_DA_VariableVolumeFlowControl_Round_VarycontrolTVLK | Y | exact | 100 | accepted | 72939 | RLT
430_DA_VariableVolumeFlowControl_VaryControl_Round_TVR | 430_DA_VariableVolumeFlowControl_VaryControl_Round_TVR | Y | exact | 100 | accepted | 73070 | RLT
430_DA_VariableVolumeFlowControl_Varycontrol_Round_TVRK | 430_DA_VariableVolumeFlowControl_Varycontrol_Round_TVRK | Y | exact | 100 | accepted | 73072 | RLT
430_DA_VolumeFlowRateMeasuringUnits_VME | 430_DA_VolumeFlowRateMeasuringUnits_VME | Y | exact | 100 | accepted | 73073 | RLT
430_DA_VolumeFlowRateMeasuringUnits_VMLK | 430_DA_VolumeFlowRateMeasuringUnits_VMLK | Y | exact | 100 | accepted | 73074 | RLT
430_DA_VolumeFlowRateMeasuringUnits_VMR | 430_DA_VolumeFlowRateMeasuringUnits_VMR | Y | exact | 100 | accepted | 73075 | RLT
430_DA_VolumeFlowRateMeasuringUnits_VMRK | 430_DA_VolumeFlowRateMeasuringUnits_VMRK | Y | exact | 100 | accepted | 73077 | RLT
430_DF_GS_cBoden_Flanged | 430_DF_GS_cBoden_Flanged | Y | exact | 100 | accepted | 71867 | RLT
430_DF_GS_cCapEnd_Spigot_Round | 430_DF_GS_cCapEnd_Spigot_Round | Y | exact | 100 | accepted | 71868 | RLT
430_DF_GS_eBogen_Flanged | 430_DF_GS_eBogen_Flanged | Y | exact | 100 | accepted | 71869 | RLT
430_DF_GS_eEckbogen_Flanged | 430_DF_GS_eEckbogen_Flanged | Y | exact | 100 | accepted | 71870 | RLT
430_DF_GS_eRoundElbow_Spigot | 430_DF_GS_eRoundElbow_Spigot | Y | exact | 100 | accepted | 71871 | RLT
430_DF_GS_eTransitionElbow_Flanged | 430_DF_GS_eTransitionElbow_Flanged | Y | exact | 100 | accepted | 71872 | RLT
430_DF_GS_rEtage_Flanged | 430_DF_GS_rEtage_Flanged | Y | exact | 100 | accepted | 71873 | RLT
430_DF_GS_rReducer_Spigot_Round | 430_DF_GS_rReducer_Spigot_Round | Y | exact | 100 | accepted | 71874 | RLT
430_DF_GS_rUbergangRechteckRund_Flanged_SlipJoint | 430_DF_GS_rUbergangRechteckRund_Flanged_SlipJoint | Y | exact | 100 | accepted | 71876 | RLT
430_DF_GS_rUbergang_Flanged | 430_DF_GS_rUbergang_Flanged | Y | exact | 100 | accepted | 71875 | RLT
430_DF_GS_sRoundTaps_Spigot | 430_DF_GS_sRoundTaps_Spigot | Y | exact | 100 | accepted | 71877 | RLT
430_DF_GS_sUbergangsstutzen_Flanged | 430_DF_GS_sUbergangsstutzen_Flanged | Y | exact | 100 | accepted | 71866 | RLT
430_DF_GS_tTStuck_Flanged | 430_DF_GS_tTStuck_Flanged | Y | exact | 100 | accepted | 71861 | RLT
430_DF_GS_tTee_Spigot_Round | 430_DF_GS_tTee_Spigot_Round | Y | exact | 100 | accepted | 71860 | RLT
430_DF_GS_uCoupling_Spigot_Round | 430_DF_GS_uCoupling_Spigot_Round | Y | exact | 100 | accepted | 71862 | RLT
430_DF_GS_uUnion_Flanged | 430_DF_GS_uUnion_Flanged | Y | exact | 100 | accepted | 71863 | RLT
430_DF_GS_wHosenStuck_Flanged | 430_DF_GS_wHosenStuck_Flanged | Y | exact | 100 | accepted | 71864 | RLT
430_DF_GS_xKreuzstuck_Flanged | 430_DF_GS_xKreuzstuck_Flanged | Y | exact | 100 | accepted | 71865 | RLT
430_ME_AHU_BSF_Standard | 430_ME_AHU_BSF_Standard | Y | exact | 100 | accepted | 74491 | RLT
430_ME_AirCompressors_Standard | 430_ME_AirCompressors_Standard | Y | exact | 100 | accepted | 74538 | RLT
430_ME_AirHandingUnit_RectangularLeftConnection_CeilingStand | 430_ME_AirHandingUnit_RectangularLeftConnection_CeilingStand | Y | exact | 100 | accepted | 74539 | RLT
430_ME_AirHandingUnit_RectangularRightConnection_CeilingStand | 430_ME_AirHandingUnit_RectangularRightConnection_CeilingStand | Y | exact | 100 | accepted | 74540 | RLT
430_ME_AirHandingUnit_RoundConnection_CeilingStand | 430_ME_AirHandingUnit_RoundConnection_CeilingStand | Y | exact | 100 | accepted | 74552 | RLT
430_ME_AirHandlingUnit_2LayerForKitchen_FloorStand | 430_ME_AirHandlingUnit_2LayerForKitchen_FloorStand | Y | exact | 100 | accepted | 75781 | RLT
430_ME_AirHandlingUnit_FloorStand | 430_ME_AirHandlingUnit_FloorStand | Y | exact | 100 | accepted | 75782 | RLT
430_ME_AirHandlingUnit_Floor_Single_Aubenluft | 430_ME_AirHandlingUnit_Floor_Single_Aubenluft | Y | exact | 100 | accepted | 75748 | RLT
430_ME_AirHandlingUnit_Geniox29H | 430_ME_AirHandlingUnit_Geniox29H | Y | exact | 100 | accepted | 75783 | RLT
430_ME_AirHandlingUnit_Single_Abluft | 430_ME_AirHandlingUnit_Single_Abluft | Y | exact | 100 | accepted | 75141 | RLT
430_ME_AirHandlingUnit_Single_Fortluft | 430_ME_AirHandlingUnit_Single_Fortluft | Y | exact | 100 | accepted | 75747 | RLT
430_ME_AirHandlingUnits_1Layer | 430_ME_AirHandlingUnits_1Layer | Y | exact | 100 | accepted | 74577 | RLT
430_ME_AirHandlingUnits_2Layer | 430_ME_AirHandlingUnits_2Layer | Y | exact | 100 | accepted | 74592 | RLT
430_ME_AirHandlingUnits_CF | 430_ME_AirHandlingUnits_CF | Y | exact | 100 | accepted | 74585 | RLT
430_ME_AirHandlingUnits_PHE | 430_ME_AirHandlingUnits_PHE | Y | exact | 100 | accepted | 74586 | RLT
430_ME_AxialWindowFan_Rectangular | 430_ME_AxialWindowFan_Rectangular | Y | exact | 100 | accepted | 75784 | RLT
430_ME_CentrifugalDuctMountedFan | 430_ME_CentrifugalDuctMountedFan | Y | exact | 100 | accepted | 75785 | RLT
430_ME_ChemicalMachine | 430_ME_ChemicalMachine | Y | exact | 100 | accepted | 75786 | RLT
430_ME_CrossFlowFans_NoSystem | 430_ME_CrossFlowFans_NoSystem | Y | exact | 100 | accepted | 75787 | RLT
430_ME_DiesselTank_Becomix | 430_ME_DiesselTank_Becomix | Y | exact | 100 | accepted | 75788 | RLT
430_ME_ExpansionTank_BottomConnection | 430_ME_ExpansionTank_BottomConnection | Y | exact | 100 | accepted | 75791 | RLT
430_ME_Fan_Axial | 430_ME_Fan_Axial | Y | exact | 100 | accepted | 75793 | RLT
430_ME_Fan_Roof_Exhaust | 430_ME_Fan_Roof_Exhaust | Y | exact | 100 | accepted | 75794 | RLT
430_ME_Fan_WallMounted | 430_ME_Fan_WallMounted | Y | exact | 100 | accepted | 75796 | RLT
430_ME_FansForAggressiveAir | 430_ME_FansForAggressiveAir | Y | exact | 100 | accepted | 75792 | RLT
430_ME_FilterFanCoilUnit | 430_ME_FilterFanCoilUnit | Y | exact | 100 | accepted | 75798 | RLT
430_ME_FlushMountedFan_BackConnection_SilentECO | 430_ME_FlushMountedFan_BackConnection_SilentECO | Y | exact | 100 | accepted | 75799 | RLT
430_ME_FlushMountedFan_TopConnection_SilentECO | 430_ME_FlushMountedFan_TopConnection_SilentECO | Y | exact | 100 | accepted | 75800 | RLT
430_ME_GloveBox | 430_ME_GloveBox | Y | exact | 100 | accepted | 75801 | RLT
430_ME_HeatExchangersAndAirHeaters_EL | 430_ME_HeatExchangersAndAirHeaters_EL | Y | exact | 100 | accepted | 75802 | RLT
430_ME_HeatExchangersAndAirHeaters_WL | 430_ME_HeatExchangersAndAirHeaters_WL | Y | exact | 100 | accepted | 75803 | RLT
430_ME_HeatExchangersAndAirHeaters_WT | 430_ME_HeatExchangersAndAirHeaters_WT | Y | exact | 100 | accepted | 75804 | RLT
430_ME_HeatExchangers_KTH_NoSystem | 430_ME_HeatExchangers_KTH_NoSystem | Y | exact | 100 | accepted | 75805 | RLT
430_ME_HeatRecoveryWheelPrimaryAirUnits_Standard | 430_ME_HeatRecoveryWheelPrimaryAirUnits_Standard | Y | exact | 100 | accepted | 75807 | RLT
430_ME_IndoorUnitsThermoVentI | 430_ME_IndoorUnitsThermoVentI | Y | exact | 100 | accepted | 75140 | RLT
430_ME_InlineCentrifugalFan_FRD | 430_ME_InlineCentrifugalFan_FRD | Y | exact | 100 | accepted | 75150 | RLT
430_ME_JetFanCarPark_FloorSurface_NoSystem | 430_ME_JetFanCarPark_FloorSurface_NoSystem | Y | exact | 100 | accepted | 75142 | RLT
430_ME_KitchenExtractorHood | 430_ME_KitchenExtractorHood | Y | exact | 100 | accepted | 75145 | RLT
430_ME_KitchenHoodMonoblock_Standard | 430_ME_KitchenHoodMonoblock_Standard | Y | exact | 100 | accepted | 75154 | RLT
430_ME_MixingTank_Becomix | 430_ME_MixingTank_Becomix | Y | exact | 100 | accepted | 75143 | RLT
430_ME_RoofFanDV_Return | 430_ME_RoofFanDV_Return | Y | exact | 100 | accepted | 75155 | RLT
430_ME_RoofTopUnits_ThermoVentD | 430_ME_RoofTopUnits_ThermoVentD | Y | exact | 100 | accepted | 75159 | RLT
430_ME_RoofVentilationFans_DAX_NoSystem | 430_ME_RoofVentilationFans_DAX_NoSystem | Y | exact | 100 | accepted | 75161 | RLT
430_ME_RoofVentilationFans_DRVFH | 430_ME_RoofVentilationFans_DRVFH | Y | exact | 100 | accepted | 75162 | RLT
430_ME_RoofVentilationFans_DRV_EC | 430_ME_RoofVentilationFans_DRV_EC | Y | exact | 100 | accepted | 75164 | RLT
430_ME_SmokeExhaustAxialFans_BVAXO_F400 | 430_ME_SmokeExhaustAxialFans_BVAXO_F400 | Y | exact | 100 | accepted | 75166 | RLT
430_ME_SmokeExhaustCentrifugalFans_BVRA | 430_ME_SmokeExhaustCentrifugalFans_BVRA | Y | exact | 100 | accepted | 75167 | RLT
430_ME_SmokeExhaustJetFans_NoSystem | 430_ME_SmokeExhaustJetFans_NoSystem | Y | exact | 100 | accepted | 75144 | RLT
430_ME_StartingSolution | 430_ME_StartingSolution | Y | exact | 100 | accepted | 75151 | RLT
430_ME_VacuumPump | 430_ME_VacuumPump | Y | exact | 100 | accepted | 75177 | RLT
430_ME_VentilationAxialFans_AXN691256 | 430_ME_VentilationAxialFans_AXN691256 | Y | exact | 100 | accepted | 75178 | RLT
430_ME_VentilationAxialFans_AXO1050 | 430_ME_VentilationAxialFans_AXO1050 | Y | exact | 100 | accepted | 75180 | RLT
430_ME_VentilationAxialFans_GLDF | 430_ME_VentilationAxialFans_GLDF | Y | exact | 100 | accepted | 75183 | RLT
430_ME_VentilationCentrifugalFans_RZH | 430_ME_VentilationCentrifugalFans_RZH | Y | exact | 100 | accepted | 75187 | RLT
430_ME_VentilationJetFans_GAXO_NoSystem | 430_ME_VentilationJetFans_GAXO_NoSystem | Y | exact | 100 | accepted | 75146 | RLT
430_ME_VentilationPlugFans_ERV | 430_ME_VentilationPlugFans_ERV | Y | exact | 100 | accepted | 75188 | RLT
430_ME_Ventilator_VAM | 430_ME_Ventilator_VAM | Y | exact | 100 | accepted | 75189 | RLT
430_ME_WallMountedVentilator | 430_ME_WallMountedVentilator | Y | exact | 100 | accepted | 75190 | RLT
434_ME_AirCooledChillers_30AWH | 434_ME_AirCooledChillers_30AWH | Y | exact | 100 | accepted | 75242 | HKG
434_ME_AirCooledCondensingUnits_38RBS_2Pipes | 434_ME_AirCooledCondensingUnits_38RBS_2Pipes | Y | exact | 100 | accepted | 75243 | HKG
434_ME_AirCooledCondensingUnits_38RBS_4Pipes | 434_ME_AirCooledCondensingUnits_38RBS_4Pipes | Y | exact | 100 | accepted | 75244 | HKG
434_ME_AirCooledCondensingUnits_38RBS_LeftConnector | 434_ME_AirCooledCondensingUnits_38RBS_LeftConnector | Y | exact | 100 | accepted | 75246 | HKG
434_ME_AirCooledLiquidChillers_30RB | 434_ME_AirCooledLiquidChillers_30RB | Y | exact | 100 | accepted | 75247 | HKG
434_ME_AirCooledLiquidChillers_30RBS | 434_ME_AirCooledLiquidChillers_30RBS | Y | exact | 100 | accepted | 75248 | HKG
434_ME_AirCooledLiquidChillers_30XA | 434_ME_AirCooledLiquidChillers_30XA | Y | exact | 100 | accepted | 75249 | HKG
434_ME_AirCooledLiquidChillers_30XAS | 434_ME_AirCooledLiquidChillers_30XAS | Y | exact | 100 | accepted | 75250 | HKG
434_ME_AirCooledLiquidChillers_30XAV | 434_ME_AirCooledLiquidChillers_30XAV | Y | exact | 100 | accepted | 75251 | HKG
434_ME_AirCooledLiquidChillers_HeatReclaimUnit30XAS | 434_ME_AirCooledLiquidChillers_HeatReclaimUnit30XAS | Y | exact | 100 | accepted | 75252 | HKG
434_ME_ConvectionElementsCeillings_CeilingMounted_KN | 434_ME_ConvectionElementsCeillings_CeilingMounted_KN | Y | exact | 100 | accepted | 75255 | HKG
434_ME_CyclonicVacuumDegasser_VentoVIEC | 434_ME_CyclonicVacuumDegasser_VentoVIEC | Y | exact | 100 | accepted | 75258 | HKG
434_ME_DegassingSystem | 434_ME_DegassingSystem | Y | exact | 100 | accepted | 75259 | HKG
434_ME_DuctableAirCooledLiquidChillers_30RBY | 434_ME_DuctableAirCooledLiquidChillers_30RBY | Y | exact | 100 | accepted | 75260 | HKG
434_ME_Ductableaircooledliquidchillers_30RBSY_LeftConnection | 434_ME_Ductableaircooledliquidchillers_30RBSY_LeftConnection | Y | exact | 100 | accepted | 75263 | HKG
434_ME_EndSuctionPump_Standard | 434_ME_EndSuctionPump_Standard | Y | exact | 100 | accepted | 75264 | HKG
434_ME_ExpansionVessel_IntermediateDG | 434_ME_ExpansionVessel_IntermediateDG | Y | exact | 100 | accepted | 75266 | HKG
434_ME_ExpansionVessel_StaticoSG | 434_ME_ExpansionVessel_StaticoSG | Y | exact | 100 | accepted | 75270 | HKG
434_ME_ExpansionVessel_StaticoSU | 434_ME_ExpansionVessel_StaticoSU | Y | exact | 100 | accepted | 75271 | HKG
434_ME_FanCoilUnit_AirTreatmentModules42GM2Pipes | 434_ME_FanCoilUnit_AirTreatmentModules42GM2Pipes | Y | exact | 100 | accepted | 75272 | HKG
434_ME_FanCoilUnit_AirTreatmentModules42GM4Pipes | 434_ME_FanCoilUnit_AirTreatmentModules42GM4Pipes | Y | exact | 100 | accepted | 75274 | HKG
434_ME_FanCoilUnit_AirTreatmentModules42GR2Pipes | 434_ME_FanCoilUnit_AirTreatmentModules42GR2Pipes | Y | exact | 100 | accepted | 75275 | HKG
434_ME_FanCoilUnit_AirTreatmentModules42GR4Pipes | 434_ME_FanCoilUnit_AirTreatmentModules42GR4Pipes | Y | exact | 100 | accepted | 75276 | HKG
434_ME_FanCoilUnit_CeilingCassette_2pipes&42GW | 434_ME_FanCoilUnit_CeilingCassette_2pipes&42GW | Y | exact | 100 | accepted | 75277 | HKG
434_ME_FanCoilUnit_CeilingCassette_Standard | 434_ME_FanCoilUnit_CeilingCassette_Standard | Y | exact | 100 | accepted | 75278 | HKG
434_ME_FanCoilUnit_CeilingMounted_4WayBlowCassetteFWFBT2Pipes | 434_ME_FanCoilUnit_CeilingMounted_4WayBlowCassetteFWFBT2Pipes | Y | exact | 100 | accepted | 75279 | HKG
434_ME_FanCoilUnit_CeilingMounted_4WayBlowCassetteFWFCT2Pipes | 434_ME_FanCoilUnit_CeilingMounted_4WayBlowCassetteFWFCT2Pipes | Y | exact | 100 | accepted | 75280 | HKG
434_ME_FanCoilUnit_CeilingMounted_CompactChassis42GW4Pipes | 434_ME_FanCoilUnit_CeilingMounted_CompactChassis42GW4Pipes | Y | exact | 100 | accepted | 75281 | HKG
434_ME_FanCoilUnit_CeilingMounted_HybridTerminal36XB | 434_ME_FanCoilUnit_CeilingMounted_HybridTerminal36XB | Y | exact | 100 | accepted | 75282 | HKG
434_ME_FanCoilUnit_CeilingMounted_HydronicDucted42DWC2Pipe | 434_ME_FanCoilUnit_CeilingMounted_HydronicDucted42DWC2Pipe | Y | exact | 100 | accepted | 75283 | HKG
434_ME_FanCoilUnit_CeilingMounted_HydronicDucted42DWC4Pipe | 434_ME_FanCoilUnit_CeilingMounted_HydronicDucted42DWC4Pipe | Y | exact | 100 | accepted | 75284 | HKG
434_ME_FanCoilUnit_CeilingMounted_HydronicDucted42DWD2Pipe | 434_ME_FanCoilUnit_CeilingMounted_HydronicDucted42DWD2Pipe | Y | exact | 100 | accepted | 75285 | HKG
434_ME_FanCoilUnit_CeilingMounted_HydronicDucted42NH2Pipe | 434_ME_FanCoilUnit_CeilingMounted_HydronicDucted42NH2Pipe | Y | exact | 100 | accepted | 75286 | HKG
434_ME_FanCoilUnit_CeilingMounted_HydronicDucted42NH4Pipe | 434_ME_FanCoilUnit_CeilingMounted_HydronicDucted42NH4Pipe | Y | exact | 100 | accepted | 75287 | HKG
434_ME_FanCoilUnit_CeilingMounted_LargeChassis42GW4Pipes | 434_ME_FanCoilUnit_CeilingMounted_LargeChassis42GW4Pipes | Y | exact | 100 | accepted | 75288 | HKG
434_ME_FanCoilUnit_CeilingMounted_Standard | 434_ME_FanCoilUnit_CeilingMounted_Standard | Y | exact | 100 | accepted | 75289 | HKG
434_ME_FanCoilUnit_CeilingPlenum_FWBJF4pipe | 434_ME_FanCoilUnit_CeilingPlenum_FWBJF4pipe | Y | exact | 100 | accepted | 75328 | HKG
434_ME_FanCoilUnit_CeilingPlenum_FWBJT2pipe | 434_ME_FanCoilUnit_CeilingPlenum_FWBJT2pipe | Y | exact | 100 | accepted | 75329 | HKG
434_ME_FanCoilUnit_CeilingPlenum_FWDAF4pipe | 434_ME_FanCoilUnit_CeilingPlenum_FWDAF4pipe | Y | exact | 100 | accepted | 75330 | HKG
434_ME_FanCoilUnit_CeilingPlenum_FWDAT2pipe | 434_ME_FanCoilUnit_CeilingPlenum_FWDAT2pipe | Y | exact | 100 | accepted | 75331 | HKG
434_ME_FanCoilUnit_CeilingPlenum_FWMDF4pipe | 434_ME_FanCoilUnit_CeilingPlenum_FWMDF4pipe | Y | exact | 100 | accepted | 75332 | HKG
434_ME_FanCoilUnit_CeilingPlenum_FWSAT2pipe | 434_ME_FanCoilUnit_CeilingPlenum_FWSAT2pipe | Y | exact | 100 | accepted | 75335 | HKG
434_ME_FanCoilUnit_CeilingPlenum_HorizontalCabinet42NE2Pipe | 434_ME_FanCoilUnit_CeilingPlenum_HorizontalCabinet42NE2Pipe | Y | exact | 100 | accepted | 75336 | HKG
434_ME_FanCoilUnit_CeilingPlenum_HorizontalCabinet42NE4Pipe | 434_ME_FanCoilUnit_CeilingPlenum_HorizontalCabinet42NE4Pipe | Y | exact | 100 | accepted | 75337 | HKG
434_ME_FanCoilUnit_CeilingPlenum_HorizontalCabinet42NS2Pipe | 434_ME_FanCoilUnit_CeilingPlenum_HorizontalCabinet42NS2Pipe | Y | exact | 100 | accepted | 75339 | HKG
434_ME_FanCoilUnit_CeilingPlenum_HorizontalCabinet42NS4Pipe | 434_ME_FanCoilUnit_CeilingPlenum_HorizontalCabinet42NS4Pipe | Y | exact | 100 | accepted | 75340 | HKG
434_ME_FanCoilUnit_CeilingPlenum_HydronicDucted42EM2PipeSize0x | 434_ME_FanCoilUnit_CeilingPlenum_HydronicDucted42EM2PipeSize0x | Y | exact | 100 | accepted | 75341 | HKG
434_ME_FanCoilUnit_CeilingPlenum_HydronicDucted42EM2PipeSize1x | 434_ME_FanCoilUnit_CeilingPlenum_HydronicDucted42EM2PipeSize1x | Y | exact | 100 | accepted | 75342 | HKG
434_ME_FanCoilUnit_CeilingPlenum_HydronicDucted42EM4PipeSize0x | 434_ME_FanCoilUnit_CeilingPlenum_HydronicDucted42EM4PipeSize0x | Y | exact | 100 | accepted | 75343 | HKG
434_ME_FanCoilUnit_CeilingPlenum_HydronicDucted42EM4PipeSize1x | 434_ME_FanCoilUnit_CeilingPlenum_HydronicDucted42EM4PipeSize1x | Y | exact | 100 | accepted | 75344 | HKG
434_ME_FanCoilUnit_CeilingPlenum_Ultra | 434_ME_FanCoilUnit_CeilingPlenum_Ultra | Y | exact | 100 | accepted | 75345 | HKG
434_ME_FanCoilUnit_ConcealedCeiling_42BJ2Pipes | 434_ME_FanCoilUnit_ConcealedCeiling_42BJ2Pipes | Y | exact | 100 | accepted | 75346 | HKG
434_ME_FanCoilUnit_ConcealedCeiling_42BJ4Pipes | 434_ME_FanCoilUnit_ConcealedCeiling_42BJ4Pipes | Y | exact | 100 | accepted | 75347 | HKG
434_ME_FanCoilUnit_FlexiTypeUnitFWLDAF4Pipes | 434_ME_FanCoilUnit_FlexiTypeUnitFWLDAF4Pipes | Y | exact | 100 | accepted | 75348 | HKG
434_ME_FanCoilUnit_FlexiTypeUnitFWLDAT2Pipes | 434_ME_FanCoilUnit_FlexiTypeUnitFWLDAT2Pipes | Y | exact | 100 | accepted | 75349 | HKG
434_ME_FanCoilUnit_FloorStanding_FWVDAT2Pipes | 434_ME_FanCoilUnit_FloorStanding_FWVDAT2Pipes | Y | exact | 100 | accepted | 75351 | HKG
434_ME_FanCoilUnit_UnderFloorTrench_KathermHK2Pipe | 434_ME_FanCoilUnit_UnderFloorTrench_KathermHK2Pipe | Y | exact | 100 | accepted | 75352 | HKG
434_ME_FanCoilUnit_UnderFloorTrench_KathermHK4Pipe | 434_ME_FanCoilUnit_UnderFloorTrench_KathermHK4Pipe | Y | exact | 100 | accepted | 75353 | HKG
434_ME_FanCoilUnit_UnderFloorTrench_KathermHKE | 434_ME_FanCoilUnit_UnderFloorTrench_KathermHKE | Y | exact | 100 | accepted | 75354 | HKG
434_ME_FanCoilUnit_UnderFloorTrench_KathermID | 434_ME_FanCoilUnit_UnderFloorTrench_KathermID | Y | exact | 100 | accepted | 75355 | HKG
434_ME_FanCoilUnit_WallMounted_FWBBT2pipe | 434_ME_FanCoilUnit_WallMounted_FWBBT2pipe | Y | exact | 100 | accepted | 75356 | HKG
434_ME_Fancoilunit_CeilingMounted_4wayblowcassetteFWFBF4pipes | 434_ME_Fancoilunit_CeilingMounted_4wayblowcassetteFWFBF4pipes | Y | exact | 100 | accepted | 75358 | HKG
434_ME_Fancoilunit_CeilingMounted_RoundflowcassetteFWCBF4pipes | 434_ME_Fancoilunit_CeilingMounted_RoundflowcassetteFWCBF4pipes | Y | exact | 100 | accepted | 75364 | HKG
434_ME_Fancoilunit_CeilingMounted_RoundflowcassetteFWCBT2pipes | 434_ME_Fancoilunit_CeilingMounted_RoundflowcassetteFWCBT2pipes | Y | exact | 100 | accepted | 75365 | HKG
434_ME_FillsoftI | 434_ME_FillsoftI | Y | exact | 100 | accepted | 75366 | HKG
434_ME_FlatCompactDryCooler | 434_ME_FlatCompactDryCooler | Y | exact | 100 | accepted | 74701 | HKG
434_ME_HeatExchanger_Brazed&DoublePass&Flanged | 434_ME_HeatExchanger_Brazed&DoublePass&Flanged | Y | exact | 100 | accepted | 74700 | HKG
434_ME_HeatExchanger_BrazedSinglePass&Thread | 434_ME_HeatExchanger_BrazedSinglePass&Thread | Y | exact | 100 | accepted | 74699 | HKG
434_ME_HeatExchanger_Brazed_DoublePass | 434_ME_HeatExchanger_Brazed_DoublePass | Y | exact | 100 | accepted | 74698 | HKG
434_ME_HeatExchanger_Brazed_SinglePass&Flanged | 434_ME_HeatExchanger_Brazed_SinglePass&Flanged | Y | exact | 100 | accepted | 74697 | HKG
434_ME_HeatExchanger_Gasketed&Flanged | 434_ME_HeatExchanger_Gasketed&Flanged | Y | exact | 100 | accepted | 74696 | HKG
434_ME_HeatExchanger_Standard | 434_ME_HeatExchanger_Standard | Y | exact | 100 | accepted | 74694 | HKG
434_ME_HeatedAndChilledBaffleCeilings_CeilingMounted_L608 | 434_ME_HeatedAndChilledBaffleCeilings_CeilingMounted_L608 | Y | exact | 100 | accepted | 74693 | HKG
434_ME_HeatedAndChilledCanopyCeilings_CeilingMounted_SDTabs78_NoSystem | 434_ME_HeatedAndChilledCanopyCeilings_CeilingMounted_SDTabs78_NoSystem | Y | exact | 100 | accepted | 74689 | HKG
434_ME_HeatedAndChilledCorridorCeilings_CeilingMounted_E312 | 434_ME_HeatedAndChilledCorridorCeilings_CeilingMounted_E312 | Y | exact | 100 | accepted | 74688 | HKG
434_ME_HeatedAndChilledHookonCeilings_CeilingMounted_E200 | 434_ME_HeatedAndChilledHookonCeilings_CeilingMounted_E200 | Y | exact | 100 | accepted | 74687 | HKG
434_ME_HeatedAndChilledHookonCeilings_CeilingMounted_E210 | 434_ME_HeatedAndChilledHookonCeilings_CeilingMounted_E210 | Y | exact | 100 | accepted | 74686 | HKG
434_ME_HeatedAndChilledHookonCeilings_CeilingMounted_E213 | 434_ME_HeatedAndChilledHookonCeilings_CeilingMounted_E213 | Y | exact | 100 | accepted | 74685 | HKG
434_ME_HeatedAndChilledHookonCeilings_CeilingMounted_E214 | 434_ME_HeatedAndChilledHookonCeilings_CeilingMounted_E214 | Y | exact | 100 | accepted | 74684 | HKG
434_ME_HeatedAndChilledHybridCeilings_CeilingMounted_DSTAS | 434_ME_HeatedAndChilledHybridCeilings_CeilingMounted_DSTAS | Y | exact | 100 | accepted | 74683 | HKG
434_ME_HeatedAndChilledPlasterboardCeilings_CeilingMounted_GKHEKDA2Pipes | 434_ME_HeatedAndChilledPlasterboardCeilings_CeilingMounted_GKHEKDA2Pipes | Y | exact | 100 | accepted | 74682 | HKG
434_ME_HeatedAndChilledPostCapCeilings_CeilingMounted_B100 | 434_ME_HeatedAndChilledPostCapCeilings_CeilingMounted_B100 | Y | exact | 100 | accepted | 74681 | HKG
434_ME_HeatedAndChilledPostCapCeilings_CeilingMounted_B100SD | 434_ME_HeatedAndChilledPostCapCeilings_CeilingMounted_B100SD | Y | exact | 100 | accepted | 74680 | HKG
434_ME_HeatedAndChilledPostCapCeilings_CeilingMounted_B110 | 434_ME_HeatedAndChilledPostCapCeilings_CeilingMounted_B110 | Y | exact | 100 | accepted | 74679 | HKG
434_ME_HeatedAndChilledPostCapCeilings_CeilingMounted_B147SD | 434_ME_HeatedAndChilledPostCapCeilings_CeilingMounted_B147SD | Y | exact | 100 | accepted | 74678 | HKG
434_ME_InLinePump_Standard | 434_ME_InLinePump_Standard | Y | exact | 100 | accepted | 74640 | HKG
434_ME_ManifoldWithFlowMeter_10Circuits | 434_ME_ManifoldWithFlowMeter_10Circuits | Y | exact | 100 | accepted | 74639 | HKG
434_ME_ManifoldWithFlowMeter_11Circuits | 434_ME_ManifoldWithFlowMeter_11Circuits | Y | exact | 100 | accepted | 74638 | HKG
434_ME_ManifoldWithFlowMeter_12Circuits | 434_ME_ManifoldWithFlowMeter_12Circuits | Y | exact | 100 | accepted | 74637 | HKG
434_ME_ManifoldWithFlowMeter_2Circuits | 434_ME_ManifoldWithFlowMeter_2Circuits | Y | exact | 100 | accepted | 74636 | HKG
434_ME_ManifoldWithFlowMeter_3Circuits | 434_ME_ManifoldWithFlowMeter_3Circuits | Y | exact | 100 | accepted | 74635 | HKG
434_ME_ManifoldWithFlowMeter_4Circuits | 434_ME_ManifoldWithFlowMeter_4Circuits | Y | exact | 100 | accepted | 74634 | HKG
434_ME_ManifoldWithFlowMeter_5Circuits | 434_ME_ManifoldWithFlowMeter_5Circuits | Y | exact | 100 | accepted | 74633 | HKG
434_ME_ManifoldWithFlowMeter_6Circuits | 434_ME_ManifoldWithFlowMeter_6Circuits | Y | exact | 100 | accepted | 74632 | HKG
434_ME_ManifoldWithFlowMeter_7Circuits | 434_ME_ManifoldWithFlowMeter_7Circuits | Y | exact | 100 | accepted | 74631 | HKG
434_ME_ManifoldWithFlowMeter_8Circuits | 434_ME_ManifoldWithFlowMeter_8Circuits | Y | exact | 100 | accepted | 74630 | HKG
434_ME_ManifoldWithFlowMeter_9Circuits | 434_ME_ManifoldWithFlowMeter_9Circuits | Y | exact | 100 | accepted | 74629 | HKG
434_ME_ManifoldWithPump_1Circuits | 434_ME_ManifoldWithPump_1Circuits | Y | exact | 100 | accepted | 74628 | HKG
434_ME_ManifoldWithPump_2Circuits | 434_ME_ManifoldWithPump_2Circuits | Y | exact | 100 | accepted | 74627 | HKG
434_ME_ManifoldWithPump_3Circuits | 434_ME_ManifoldWithPump_3Circuits | Y | exact | 100 | accepted | 74626 | HKG
434_ME_ManifoldWithPump_4Circuits | 434_ME_ManifoldWithPump_4Circuits | Y | exact | 100 | accepted | 74625 | HKG
434_ME_ManifoldWithPump_5Circuits | 434_ME_ManifoldWithPump_5Circuits | Y | exact | 100 | accepted | 74624 | HKG
434_ME_ManifoldWithPump_6Circuits | 434_ME_ManifoldWithPump_6Circuits | Y | exact | 100 | accepted | 74623 | HKG
434_ME_ManifoldWithPump_7Circuits | 434_ME_ManifoldWithPump_7Circuits | Y | exact | 100 | accepted | 74622 | HKG
434_ME_ManifoldWithPump_8Circuits | 434_ME_ManifoldWithPump_8Circuits | Y | exact | 100 | accepted | 74621 | HKG
434_ME_Manifold_10Circuits | 434_ME_Manifold_10Circuits | Y | exact | 100 | accepted | 73890 | HKG
434_ME_Manifold_11Circuits | 434_ME_Manifold_11Circuits | Y | exact | 100 | accepted | 73889 | HKG
434_ME_Manifold_12Circuits | 434_ME_Manifold_12Circuits | Y | exact | 100 | accepted | 73888 | HKG
434_ME_Manifold_2Circuits | 434_ME_Manifold_2Circuits | Y | exact | 100 | accepted | 73887 | HKG
434_ME_Manifold_3Circuits | 434_ME_Manifold_3Circuits | Y | exact | 100 | accepted | 73886 | HKG
434_ME_Manifold_4Circuits | 434_ME_Manifold_4Circuits | Y | exact | 100 | accepted | 73885 | HKG
434_ME_Manifold_5Circuits | 434_ME_Manifold_5Circuits | Y | exact | 100 | accepted | 73884 | HKG
434_ME_Manifold_8Circuits | 434_ME_Manifold_8Circuits | Y | exact | 100 | accepted | 73880 | HKG
434_ME_OutDoorUnit_VRV5HeatRecoveryREYA | 434_ME_OutDoorUnit_VRV5HeatRecoveryREYA | Y | exact | 100 | accepted | 73878 | HKG
434_ME_PrecisionPressureMaintenance_TransferoTI | 434_ME_PrecisionPressureMaintenance_TransferoTI | Y | exact | 100 | accepted | 73877 | HKG
434_ME_PrecisionPressureMaintenance_TransferoTV1 | 434_ME_PrecisionPressureMaintenance_TransferoTV1 | Y | exact | 100 | accepted | 73876 | HKG
434_ME_PrecisionPressureMaintenance_TransferoTV2 | 434_ME_PrecisionPressureMaintenance_TransferoTV2 | Y | exact | 100 | accepted | 73875 | HKG
434_ME_PrecisionPressureMaintenance_TransferoTVI1 | 434_ME_PrecisionPressureMaintenance_TransferoTVI1 | Y | exact | 100 | accepted | 73874 | HKG
434_ME_PrecisionPressuremaintenance_TransferoTVI2 | 434_ME_PrecisionPressuremaintenance_TransferoTVI2 | Y | exact | 100 | accepted | 73873 | HKG
434_ME_PrecisionPressurisation_CompressoC | 434_ME_PrecisionPressurisation_CompressoC | Y | exact | 100 | accepted | 73872 | HKG
434_ME_PrecisionPressurisation_CompressoF | 434_ME_PrecisionPressurisation_CompressoF | Y | exact | 100 | accepted | 73871 | HKG
434_ME_PressureMaintenanceMonitoring_PlenoPI9 | 434_ME_PressureMaintenanceMonitoring_PlenoPI9 | Y | exact | 100 | accepted | 73870 | HKG
434_ME_PressureMaintenanceMonitoring_PlenoPIX | 434_ME_PressureMaintenanceMonitoring_PlenoPIX | Y | exact | 100 | accepted | 73867 | HKG
434_ME_PressureMaintenanceMonitoring_PlenoPX | 434_ME_PressureMaintenanceMonitoring_PlenoPX | Y | exact | 100 | accepted | 73866 | HKG
434_ME_PumpCirculator_FloorStand_Round_CronoLineILE | 434_ME_PumpCirculator_FloorStand_Round_CronoLineILE | Y | exact | 100 | accepted | 73865 | HKG
434_ME_Pump_CirculatorAtmosGIGA&B | 434_ME_Pump_CirculatorAtmosGIGA&B | Y | exact | 100 | accepted | 73864 | HKG
434_ME_Pump_CirculatorStratosGIGA | 434_ME_Pump_CirculatorStratosGIGA | Y | exact | 100 | accepted | 73862 | HKG
434_ME_Pump_CirculatorStratosGIGA&B | 434_ME_Pump_CirculatorStratosGIGA&B | Y | exact | 100 | accepted | 73863 | HKG
434_ME_Pump_CirculatorStratosGIGA20&D | 434_ME_Pump_CirculatorStratosGIGA20&D | Y | exact | 100 | accepted | 73861 | HKG
434_ME_Pump_CirculatorStratosGIGA20&I | 434_ME_Pump_CirculatorStratosGIGA20&I | Y | exact | 100 | accepted | 73860 | HKG
434_ME_Pump_CirculatorStratosMAXO | 434_ME_Pump_CirculatorStratosMAXO | Y | exact | 100 | accepted | 73859 | HKG
434_ME_Pump_CirculatorStratosPICO | 434_ME_Pump_CirculatorStratosPICO | Y | exact | 100 | accepted | 73858 | HKG
434_ME_Pump_CirculatorVeroLineIPL | 434_ME_Pump_CirculatorVeroLineIPL | Y | exact | 100 | accepted | 73857 | HKG
434_ME_Pump_CirculatorYonosMAXO | 434_ME_Pump_CirculatorYonosMAXO | Y | exact | 100 | accepted | 73856 | HKG
434_ME_Pump_CirculatorYonosPICO | 434_ME_Pump_CirculatorYonosPICO | Y | exact | 100 | accepted | 73855 | HKG
434_ME_Pump_Circulator_CronoTwin_DL_E | 434_ME_Pump_Circulator_CronoTwin_DL_E | Y | exact | 100 | accepted | 73854 | HKG
434_ME_Pump_Circulator_VeroTwinDPL_DN32 | 434_ME_Pump_Circulator_VeroTwinDPL_DN32 | Y | exact | 100 | accepted | 73852 | HKG
434_ME_Pump_Circulator_VeroTwinDPL_DN40 | 434_ME_Pump_Circulator_VeroTwinDPL_DN40 | Y | exact | 100 | accepted | 73851 | HKG
434_ME_Pump_Circulator_VeroTwinDPL_DN50 | 434_ME_Pump_Circulator_VeroTwinDPL_DN50 | Y | exact | 100 | accepted | 73850 | HKG
434_ME_Pump_Circulator_VeroTwinDPL_DN65 | 434_ME_Pump_Circulator_VeroTwinDPL_DN65 | Y | exact | 100 | accepted | 73849 | HKG
434_ME_Pump_Circulator_YonosGIGA20D | 434_ME_Pump_Circulator_YonosGIGA20D | Y | exact | 100 | accepted | 73508 | HKG
434_ME_Pump_Circulator_YonosGIGA20_I | 434_ME_Pump_Circulator_YonosGIGA20_I | Y | exact | 100 | accepted | 73104 | HKG
434_ME_Pump_SingleStageGlandedBM | 434_ME_Pump_SingleStageGlandedBM | Y | exact | 100 | accepted | 73507 | HKG
434_ME_Pump_SingleStageLowPressureBAC | 434_ME_Pump_SingleStageLowPressureBAC | Y | exact | 100 | accepted | 73506 | HKG
434_ME_Pump_SingleStageLowPressureBAC65 | 434_ME_Pump_SingleStageLowPressureBAC65 | Y | exact | 100 | accepted | 73103 | HKG
434_ME_Pump_WaterSupplyAtmosGIGA&N | 434_ME_Pump_WaterSupplyAtmosGIGA&N | Y | exact | 100 | accepted | 73505 | HKG
434_ME_Pump_WaterSupplyAtmosI | 434_ME_Pump_WaterSupplyAtmosI | Y | exact | 100 | accepted | 73504 | HKG
434_ME_Pump_WaterSupplyAtmosTERA&SCH | 434_ME_Pump_WaterSupplyAtmosTERA&SCH | Y | exact | 100 | accepted | 73503 | HKG
434_ME_Pump_WaterSupplyCronoBlocBLE | 434_ME_Pump_WaterSupplyCronoBlocBLE | Y | exact | 100 | accepted | 73502 | HKG
434_ME_Pump_WaterSupplyCronoNorm&NLG | 434_ME_Pump_WaterSupplyCronoNorm&NLG | Y | exact | 100 | accepted | 73501 | HKG
434_ME_Pump_WaterSupplyVeroLineIPE | 434_ME_Pump_WaterSupplyVeroLineIPE | Y | exact | 100 | accepted | 73499 | HKG
434_ME_Pump_WaterSupplyVeroTwinDPE | 434_ME_Pump_WaterSupplyVeroTwinDPE | Y | exact | 100 | accepted | 73498 | HKG
434_ME_Pump_WaterSupplyYonosGIGA&N | 434_ME_Pump_WaterSupplyYonosGIGA&N | Y | exact | 100 | accepted | 73497 | HKG
434_ME_SplitCasePump_Standard | 434_ME_SplitCasePump_Standard | Y | exact | 100 | accepted | 73102 | HKG
434_ME_TwoOutletPump_Flanged | 434_ME_TwoOutletPump_Flanged | Y | exact | 100 | accepted | 73101 | HKG
434_ME_VRVInDoorUnit_CeilingMouted_FXFA&A | 434_ME_VRVInDoorUnit_CeilingMouted_FXFA&A | Y | exact | 100 | accepted | 73100 | HKG
434_ME_VRVInDoorUnit_CeilingMouted_FXZA&A | 434_ME_VRVInDoorUnit_CeilingMouted_FXZA&A | Y | exact | 100 | accepted | 73099 | HKG
434_ME_VRVInDoorUnit_CeilingSuspended_FXHA&A | 434_ME_VRVInDoorUnit_CeilingSuspended_FXHA&A | Y | exact | 100 | accepted | 73098 | HKG
434_ME_VRVInDoorUnit_CeilingSuspended_FXUA&A | 434_ME_VRVInDoorUnit_CeilingSuspended_FXUA&A | Y | exact | 100 | accepted | 73097 | HKG
434_ME_VRVInDoorUnit_WallMounted_FXAA&A | 434_ME_VRVInDoorUnit_WallMounted_FXAA&A | Y | exact | 100 | accepted | 73092 | HKG
434_ME_VRVMultiBranchSelector_BS&10A14AV1B | 434_ME_VRVMultiBranchSelector_BS&10A14AV1B | Y | exact | 100 | accepted | 73091 | HKG
434_ME_VRVMultiBranchSelector_BS&8A14AV1B | 434_ME_VRVMultiBranchSelector_BS&8A14AV1B | Y | exact | 100 | accepted | 73087 | HKG
434_ME_VRVOutDoorUnit_HeatPumpRXYA14&20A | 434_ME_VRVOutDoorUnit_HeatPumpRXYA14&20A | Y | exact | 100 | accepted | 73086 | HKG
434_ME_VRVOutDoorUnit_HeatPumpRXYA8&12A | 434_ME_VRVOutDoorUnit_HeatPumpRXYA8&12A | Y | exact | 100 | accepted | 73085 | HKG
434_ME_VRVOutDoorUnit_HeatPumpRXYSA&AV1&AY1 | 434_ME_VRVOutDoorUnit_HeatPumpRXYSA&AV1&AY1 | Y | exact | 100 | accepted | 73084 | HKG
434_ME_VRVShutOffValveBox_SV1A25AJV1B | 434_ME_VRVShutOffValveBox_SV1A25AJV1B | Y | exact | 100 | accepted | 73083 | HKG
434_ME_VRVShutOffValveBox_SV4A14AJV1B | 434_ME_VRVShutOffValveBox_SV4A14AJV1B | Y | exact | 100 | accepted | 73082 | HKG
434_ME_VRVShutOffValveBox_SV6A14AJV1B | 434_ME_VRVShutOffValveBox_SV6A14AJV1B | Y | exact | 100 | accepted | 73081 | HKG
434_ME_VRVShutOffValveBox_SV8A14AJV1B | 434_ME_VRVShutOffValveBox_SV8A14AJV1B | Y | exact | 100 | accepted | 73080 | HKG
434_ME_VariableSpeedWaterCooledLiquidChiller_SingleCompressor30XW&V | 434_ME_VariableSpeedWaterCooledLiquidChiller_SingleCompressor30XW&V | Y | exact | 100 | accepted | 73495 | HKG
434_ME_WateCooledCondenserlessLiquidChillers_WithHydraulicModule_30RW | 434_ME_WateCooledCondenserlessLiquidChillers_WithHydraulicModule_30RW | Y | exact | 100 | accepted | 73494 | HKG
434_ME_WaterCooledLiquidChillers_30XW | 434_ME_WaterCooledLiquidChillers_30XW | Y | exact | 100 | accepted | 73079 | HKG
434_ME_WaterCooledScrewCompressorLiquidChillers_30HXC4Pipes | 434_ME_WaterCooledScrewCompressorLiquidChillers_30HXC4Pipes | Y | exact | 100 | accepted | 73491 | HKG
434_ME_WaterCooledScrewCompressorLiquidChillers_30HXC5Pipes | 434_ME_WaterCooledScrewCompressorLiquidChillers_30HXC5Pipes | Y | exact | 100 | accepted | 73078 | HKG
434_ME_Watercooled_Condenserlessliquidchillers_30RW_30RWA_VerticalConnection | 434_ME_Watercooled_Condenserlessliquidchillers_30RW_30RWA_VerticalConnection | Y | exact | 100 | accepted | 72644 | HKG
434_PA_BranchProviderBox_BPMKS2Port | 434_PA_BranchProviderBox_BPMKS2Port | Y | exact | 100 | accepted | 72643 | HKG
434_PA_BranchProviderBox_BPMKS3Port | 434_PA_BranchProviderBox_BPMKS3Port | Y | exact | 100 | accepted | 72642 | HKG
434_PA_MultiConnectionPipingKit1_BHFPGas | 434_PA_MultiConnectionPipingKit1_BHFPGas | Y | exact | 100 | accepted | 72640 | HKG
434_PA_MultiConnectionPipingKit1_BHFPLiquid | 434_PA_MultiConnectionPipingKit1_BHFPLiquid | Y | exact | 100 | accepted | 72639 | HKG
434_PA_MultiConnectionPipingKit2_BHFPGas | 434_PA_MultiConnectionPipingKit2_BHFPGas | Y | exact | 100 | accepted | 72637 | HKG
434_PA_MultiConnectionPipingKit2_BHFPLiquid | 434_PA_MultiConnectionPipingKit2_BHFPLiquid | Y | exact | 100 | accepted | 72636 | HKG
434_PA_RefnetHeader_KHRPGas4Branches | 434_PA_RefnetHeader_KHRPGas4Branches | Y | exact | 100 | accepted | 72635 | HKG
434_PA_RefnetHeader_KHRPGas8Branches | 434_PA_RefnetHeader_KHRPGas8Branches | Y | exact | 100 | accepted | 72634 | HKG
434_PA_RefnetHeader_KHRPHP&LPGas | 434_PA_RefnetHeader_KHRPHP&LPGas | Y | exact | 100 | accepted | 72633 | HKG
434_PA_RefnetHeader_KHRPLiquid4Branches | 434_PA_RefnetHeader_KHRPLiquid4Branches | Y | exact | 100 | accepted | 72632 | HKG
434_PA_RefnetHeader_KHRPLiquid8Branches | 434_PA_RefnetHeader_KHRPLiquid8Branches | Y | exact | 100 | accepted | 72631 | HKG
434_PF_CO_e90Elbow_ThreadAndMeplaFix | 434_PF_CO_e90Elbow_ThreadAndMeplaFix | Y | exact | 100 | accepted | 73489 | HKG
434_PF_CO_eAdaptorBend_MapressAndFemaleThread_WithNut | 434_PF_CO_eAdaptorBend_MapressAndFemaleThread_WithNut | Y | exact | 100 | accepted | 73488 | HKG
434_PF_CO_eAdaptorBend_MapressAndMeplaFix | 434_PF_CO_eAdaptorBend_MapressAndMeplaFix | Y | exact | 100 | accepted | 73487 | HKG
434_PF_CO_eAdaptorBend_MapressAndThread | 434_PF_CO_eAdaptorBend_MapressAndThread | Y | exact | 100 | accepted | 72484 | HKG
434_PF_CO_eAdaptorBend_MapressAndThreadFKMBlue | 434_PF_CO_eAdaptorBend_MapressAndThreadFKMBlue | Y | exact | 100 | accepted | 72483 | HKG
434_PF_CO_eAdaptorBend_MapressAndThreadGas | 434_PF_CO_eAdaptorBend_MapressAndThreadGas | Y | exact | 100 | accepted | 72482 | HKG
434_PF_CO_eDouble90ElbowMultiPort_Mapress | 434_PF_CO_eDouble90ElbowMultiPort_Mapress | Y | exact | 100 | accepted | 73486 | HKG
434_PF_CO_eElbow90Deg_MaleThread_MeplaFixAndPremounted | 434_PF_CO_eElbow90Deg_MaleThread_MeplaFixAndPremounted | Y | exact | 100 | accepted | 73485 | HKG
434_PF_CO_eElbowDouble90Deg_MaleThread_MeplaFixAndPremounted | 434_PF_CO_eElbowDouble90Deg_MaleThread_MeplaFixAndPremounted | Y | exact | 100 | accepted | 73484 | HKG
434_PF_CO_fFlange_Mapress | 434_PF_CO_fFlange_Mapress | Y | exact | 100 | accepted | 73483 | HKG
434_PF_CO_mBridgeBend_Mapress | 434_PF_CO_mBridgeBend_Mapress | Y | exact | 100 | accepted | 73314 | HKG
434_PF_CO_mElbowOffset_MapressAndFemaleThread | 434_PF_CO_mElbowOffset_MapressAndFemaleThread | Y | exact | 100 | accepted | 73312 | HKG
434_PF_CO_mElbow_MapressAndFemaleThread | 434_PF_CO_mElbow_MapressAndFemaleThread | Y | exact | 100 | accepted | 73311 | HKG
434_PF_CO_mTeeCrossing_Mapress | 434_PF_CO_mTeeCrossing_Mapress | Y | exact | 100 | accepted | 73310 | HKG
434_PF_CO_mTeeInletReturnUnion_Mapress | 434_PF_CO_mTeeInletReturnUnion_Mapress | Y | exact | 100 | accepted | 73309 | HKG
434_PF_CO_mTeeInletReturn_Mapress | 434_PF_CO_mTeeInletReturn_Mapress | Y | exact | 100 | accepted | 73308 | HKG
434_PF_CO_mTeeReturn_Mapress | 434_PF_CO_mTeeReturn_Mapress | Y | exact | 100 | accepted | 73307 | HKG
434_PF_CO_rReducerAdaptor_MaleThread_MeplaFix | 434_PF_CO_rReducerAdaptor_MaleThread_MeplaFix | Y | exact | 100 | accepted | 73306 | HKG
434_PF_CO_rReducerAdaptor_MapressAndFemaleThreadFKMBlue_WithNut | 434_PF_CO_rReducerAdaptor_MapressAndFemaleThreadFKMBlue_WithNut | Y | exact | 100 | accepted | 73305 | HKG
434_PF_CO_rReducerAdaptor_MapressAndFemaleThread_WithNut | 434_PF_CO_rReducerAdaptor_MapressAndFemaleThread_WithNut | Y | exact | 100 | accepted | 73304 | HKG
434_PF_CO_rReducerAdaptor_MapressAndMaleThreadFKMBlue_WithNut | 434_PF_CO_rReducerAdaptor_MapressAndMaleThreadFKMBlue_WithNut | Y | exact | 100 | accepted | 73303 | HKG
434_PF_CO_rReducerAdaptor_MapressAndMaleThread_WithNut | 434_PF_CO_rReducerAdaptor_MapressAndMaleThread_WithNut | Y | exact | 100 | accepted | 73302 | HKG
434_PF_CO_rReducerAdaptor_MapressAndThread | 434_PF_CO_rReducerAdaptor_MapressAndThread | Y | exact | 100 | accepted | 73301 | HKG
434_PF_CO_rReducerAdaptor_MapressAndThreadFKMBlue | 434_PF_CO_rReducerAdaptor_MapressAndThreadFKMBlue | Y | exact | 100 | accepted | 73300 | HKG
434_PF_CO_rReducerAdaptor_Mapress_WithMeplaFix | 434_PF_CO_rReducerAdaptor_Mapress_WithMeplaFix | Y | exact | 100 | accepted | 73298 | HKG
434_PF_CO_rReducerAdaptor_Mapress_WithMeplaFixAdaptor | 434_PF_CO_rReducerAdaptor_Mapress_WithMeplaFixAdaptor | Y | exact | 100 | accepted | 72481 | HKG
434_PF_CO_rReducerAdaptor_PlainEndAndThread | 434_PF_CO_rReducerAdaptor_PlainEndAndThread | Y | exact | 100 | accepted | 73297 | HKG
434_PF_CO_rReducerAdaptor_PlainEnd_WithMeplaFixAdaptor | 434_PF_CO_rReducerAdaptor_PlainEnd_WithMeplaFixAdaptor | Y | exact | 100 | accepted | 72480 | HKG
434_PF_CO_uAdaptorUnion_MaleThreadAndMeplaFix | 434_PF_CO_uAdaptorUnion_MaleThreadAndMeplaFix | Y | exact | 100 | accepted | 73295 | HKG
434_PF_CO_uAdaptorUnion_MaleThread_MeplaFix | 434_PF_CO_uAdaptorUnion_MaleThread_MeplaFix | Y | exact | 100 | accepted | 73294 | HKG
434_PF_CO_uAdaptorUnion_Mapress | 434_PF_CO_uAdaptorUnion_Mapress | Y | exact | 100 | accepted | 72479 | HKG
434_PF_CO_uAdaptorUnion_MapressAndFemaleThreadFKMBlue_WithNut | 434_PF_CO_uAdaptorUnion_MapressAndFemaleThreadFKMBlue_WithNut | Y | exact | 100 | accepted | 72478 | HKG
434_PF_CO_uAdaptorUnion_MapressAndFemaleThread_WithNut | 434_PF_CO_uAdaptorUnion_MapressAndFemaleThread_WithNut | Y | exact | 100 | accepted | 73293 | HKG
434_PF_CO_uAdaptorUnion_MapressAndThread | 434_PF_CO_uAdaptorUnion_MapressAndThread | Y | exact | 100 | accepted | 72471 | HKG
434_PF_CO_uAdaptorUnion_MapressAndThreadFKMBlue | 434_PF_CO_uAdaptorUnion_MapressAndThreadFKMBlue | Y | exact | 100 | accepted | 72468 | HKG
434_PF_CO_uAdaptorUnion_MapressAndThreadGas | 434_PF_CO_uAdaptorUnion_MapressAndThreadGas | Y | exact | 100 | accepted | 72467 | HKG
434_PF_CO_uAdaptorUnion_PlainEndAndClampingRing | 434_PF_CO_uAdaptorUnion_PlainEndAndClampingRing | Y | exact | 100 | accepted | 73290 | HKG
434_PF_CO_uAdaptorUnion_PlainEndAndThread | 434_PF_CO_uAdaptorUnion_PlainEndAndThread | Y | exact | 100 | accepted | 73289 | HKG
434_PF_CO_uAdaptorUnion_PlainEndAndThreadGas | 434_PF_CO_uAdaptorUnion_PlainEndAndThreadGas | Y | exact | 100 | accepted | 72466 | HKG
434_PF_CO_uAdaptorUnion_PlainEnd_WithMeplaFix | 434_PF_CO_uAdaptorUnion_PlainEnd_WithMeplaFix | Y | exact | 100 | accepted | 72465 | HKG
434_PF_CO_uTap_Thread | 434_PF_CO_uTap_Thread | Y | exact | 100 | accepted | 73288 | HKG
434_PF_CO_xOffsetCross_Mapress | 434_PF_CO_xOffsetCross_Mapress | Y | exact | 100 | accepted | 73287 | HKG
440_CF_AL_StraightLength_Busway | 440_CF_AL_StraightLength_Busway | Y | exact | 100 | accepted | 74027 | ELT/MSR
440_CF_AL_eHorizontalElbow_Busway | 440_CF_AL_eHorizontalElbow_Busway | Y | exact | 100 | accepted | 73995 | ELT/MSR
440_CF_AL_eVerticalElbow90Deg_Busway | 440_CF_AL_eVerticalElbow90Deg_Busway | Y | exact | 100 | accepted | 73996 | ELT/MSR
440_CF_AL_eVerticalOffsetElbow90Deg_Busway | 440_CF_AL_eVerticalOffsetElbow90Deg_Busway | Y | exact | 100 | accepted | 74024 | ELT/MSR
440_CF_AL_mHorizontalOffsetZShade_Busway | 440_CF_AL_mHorizontalOffsetZShade_Busway | Y | exact | 100 | accepted | 74025 | ELT/MSR
440_CF_AL_mVerticalOffsetZShade_Busway | 440_CF_AL_mVerticalOffsetZShade_Busway | Y | exact | 100 | accepted | 74026 | ELT/MSR
440_CF_AL_tVerticalTee_Busway | 440_CF_AL_tVerticalTee_Busway | Y | exact | 100 | accepted | 74028 | ELT/MSR
440_CF_AL_uEndFlange_Busway | 440_CF_AL_uEndFlange_Busway | Y | exact | 100 | accepted | 74029 | ELT/MSR
440_CF_CO_eDoubleLeftElbow_Busway | 440_CF_CO_eDoubleLeftElbow_Busway | Y | exact | 100 | accepted | 74031 | ELT/MSR
440_CF_CO_eEdgewiseElbowWithAngle_Busway | 440_CF_CO_eEdgewiseElbowWithAngle_Busway | Y | exact | 100 | accepted | 74032 | ELT/MSR
440_CF_CO_eEdgewiseElbow_Busway | 440_CF_CO_eEdgewiseElbow_Busway | Y | exact | 100 | accepted | 74033 | ELT/MSR
440_CF_CO_eEdgewiseOffet_Standard | 440_CF_CO_eEdgewiseOffet_Standard | Y | exact | 100 | accepted | 74034 | ELT/MSR
440_CF_CO_eFlatwiseOffsetElbow_Busway | 440_CF_CO_eFlatwiseOffsetElbow_Busway | Y | exact | 100 | accepted | 74035 | ELT/MSR
440_CF_CO_eFlatwise_Standard | 440_CF_CO_eFlatwise_Standard | Y | exact | 100 | accepted | 74136 | ELT/MSR
440_CF_CO_mChannelMultiPort_Standard_FeedUnitForDryTransformer | 440_CF_CO_mChannelMultiPort_Standard_FeedUnitForDryTransformer | Y | exact | 100 | accepted | 74137 | ELT/MSR
440_CF_CO_uFlangedEnd_Busway | 440_CF_CO_uFlangedEnd_Busway | Y | exact | 100 | accepted | 74138 | ELT/MSR
440_CF_CS_eCavityFloorBoxWithHeatResistantRoundFormworkBodyElbow_Standard | 440_CF_CS_eCavityFloorBoxWithHeatResistantRoundFormworkBodyElbow_Standard | Y | exact | 100 | accepted | 74139 | ELT/MSR
440_CF_CS_eCavityFloorBoxWithHeatResistantSquareFormworkBodyElbow_Standard | 440_CF_CS_eCavityFloorBoxWithHeatResistantSquareFormworkBodyElbow_Standard | Y | exact | 100 | accepted | 74140 | ELT/MSR
440_CF_CS_eCavityFloorBoxWithRoundFormworkBodyElbow_Standard | 440_CF_CS_eCavityFloorBoxWithRoundFormworkBodyElbow_Standard | Y | exact | 100 | accepted | 74141 | ELT/MSR
440_CF_CS_eCavityFloorBoxWithSquareFormworkBodyElbow_Standard | 440_CF_CS_eCavityFloorBoxWithSquareFormworkBodyElbow_Standard | Y | exact | 100 | accepted | 74146 | ELT/MSR
440_CF_CS_eScreedCovered_Standard_ChannelThreePartVerticalBend | 440_CF_CS_eScreedCovered_Standard_ChannelThreePartVerticalBend | Y | exact | 100 | accepted | 74147 | ELT/MSR
440_CF_CS_eScreedCovered_Standard_ChannelTwoPartVerticalBend | 440_CF_CS_eScreedCovered_Standard_ChannelTwoPartVerticalBend | Y | exact | 100 | accepted | 74142 | ELT/MSR
440_CF_CS_tCavityFloorBoxWithHeatResistantRoundFormworkBodyTee_Standard | 440_CF_CS_tCavityFloorBoxWithHeatResistantRoundFormworkBodyTee_Standard | Y | exact | 100 | accepted | 74143 | ELT/MSR
440_CF_CS_tCavityFloorBoxWithHeatResistantSquareFormworkBodyTee_Standard | 440_CF_CS_tCavityFloorBoxWithHeatResistantSquareFormworkBodyTee_Standard | Y | exact | 100 | accepted | 74144 | ELT/MSR
440_CF_CS_tCavityFloorBoxWithRoundFormworkBodyTee_Standard | 440_CF_CS_tCavityFloorBoxWithRoundFormworkBodyTee_Standard | Y | exact | 100 | accepted | 74145 | ELT/MSR
440_CF_CS_tCavityFloorBoxWithSquareFormworkBodyTee_Standard | 440_CF_CS_tCavityFloorBoxWithSquareFormworkBodyTee_Standard | Y | exact | 100 | accepted | 74148 | ELT/MSR
440_CF_CS_uCavityFloorBoxWithHeatResistantRoundFormworkBodyEnd_Standard | 440_CF_CS_uCavityFloorBoxWithHeatResistantRoundFormworkBodyEnd_Standard | Y | exact | 100 | accepted | 74149 | ELT/MSR
440_CF_CS_uCavityFloorBoxWithHeatResistantSquareFormworkBodyEnd_Standard | 440_CF_CS_uCavityFloorBoxWithHeatResistantSquareFormworkBodyEnd_Standard | Y | exact | 100 | accepted | 74150 | ELT/MSR
440_CF_CS_uCavityFloorBoxWithRoundFormworkBodyEnd_Standard | 440_CF_CS_uCavityFloorBoxWithRoundFormworkBodyEnd_Standard | Y | exact | 100 | accepted | 74151 | ELT/MSR
440_CF_CS_uCavityFloorBoxWithSquareFormworkBodyEnd_Standard | 440_CF_CS_uCavityFloorBoxWithSquareFormworkBodyEnd_Standard | Y | exact | 100 | accepted | 74152 | ELT/MSR
440_CF_CS_xCavityFloorBoxWithHeatResistantRoundFormworkBodyCross_Standard | 440_CF_CS_xCavityFloorBoxWithHeatResistantRoundFormworkBodyCross_Standard | Y | exact | 100 | accepted | 74153 | ELT/MSR
440_CF_CS_xCavityFloorBoxWithHeatResistantSquareFormworkBodyCross_Standard | 440_CF_CS_xCavityFloorBoxWithHeatResistantSquareFormworkBodyCross_Standard | Y | exact | 100 | accepted | 74154 | ELT/MSR
440_CF_CS_xCavityFloorBoxWithRoundFormworkBodyCross_Standard | 440_CF_CS_xCavityFloorBoxWithRoundFormworkBodyCross_Standard | Y | exact | 100 | accepted | 74179 | ELT/MSR
440_CF_CS_xCavityFloorBoxWithSquareFormworkBodyCross_Standard | 440_CF_CS_xCavityFloorBoxWithSquareFormworkBodyCross_Standard | Y | exact | 100 | accepted | 74180 | ELT/MSR
440_CF_ST_ehChannelHorizontalBend_Standard | 440_CF_ST_ehChannelHorizontalBend_Standard | Y | exact | 100 | accepted | 74188 | ELT/MSR
440_CF_ST_ehChannelHorizontalMiteredBend_Standard | 440_CF_ST_ehChannelHorizontalMiteredBend_Standard | Y | exact | 100 | accepted | 74190 | ELT/MSR
440_CF_ST_ehLadderHorizontalBend_Standard | 440_CF_ST_ehLadderHorizontalBend_Standard | Y | exact | 100 | accepted | 74215 | ELT/MSR
440_CF_ST_eiChannelVerticalInsideBend_Standard | 440_CF_ST_eiChannelVerticalInsideBend_Standard | Y | exact | 100 | accepted | 74213 | ELT/MSR
440_CF_ST_eiLadderVerticalInsideBend_Standard | 440_CF_ST_eiLadderVerticalInsideBend_Standard | Y | exact | 100 | accepted | 74222 | ELT/MSR
440_CF_ST_eoChannelVerticalOutsideBend_Standard | 440_CF_ST_eoChannelVerticalOutsideBend_Standard | Y | exact | 100 | accepted | 74214 | ELT/MSR
440_CF_ST_eoLadderVerticalOutsideBend_Standard | 440_CF_ST_eoLadderVerticalOutsideBend_Standard | Y | exact | 100 | accepted | 74223 | ELT/MSR
440_CF_ST_rChannelTransition_Standard | 440_CF_ST_rChannelTransition_Standard | Y | exact | 100 | accepted | 74209 | ELT/MSR
440_CF_ST_rLadderTransition_Standard | 440_CF_ST_rLadderTransition_Standard | Y | exact | 100 | accepted | 74218 | ELT/MSR
440_CF_ST_tChannelHorizontalTee_Standard | 440_CF_ST_tChannelHorizontalTee_Standard | Y | exact | 100 | accepted | 74208 | ELT/MSR
440_CF_ST_tLadderHorizontalTee_Standard | 440_CF_ST_tLadderHorizontalTee_Standard | Y | exact | 100 | accepted | 74217 | ELT/MSR
440_CF_ST_tvChannelVerticalDownTee_Standard | 440_CF_ST_tvChannelVerticalDownTee_Standard | Y | exact | 100 | accepted | 74212 | ELT/MSR
440_CF_ST_tvLadderUTypeVerticalTee_Standard | 440_CF_ST_tvLadderUTypeVerticalTee_Standard | Y | exact | 100 | accepted | 74220 | ELT/MSR
440_CF_ST_uChannelUnion_Standard | 440_CF_ST_uChannelUnion_Standard | Y | exact | 100 | accepted | 74210 | ELT/MSR
440_CF_ST_uLadderUnion_Standard | 440_CF_ST_uLadderUnion_Standard | Y | exact | 100 | accepted | 74219 | ELT/MSR
440_CF_ST_xChannelHorizontalCross_Standard | 440_CF_ST_xChannelHorizontalCross_Standard | Y | exact | 100 | accepted | 74189 | ELT/MSR
440_CF_ST_xLadderHorizontalCross_Standard | 440_CF_ST_xLadderHorizontalCross_Standard | Y | exact | 100 | accepted | 74216 | ELT/MSR
440_CF_ST_xvChannelVerticalCross_Standard | 440_CF_ST_xvChannelVerticalCross_Standard | Y | exact | 100 | accepted | 74211 | ELT/MSR
440_CF_UnfusedReducer_Busway | 440_CF_UnfusedReducer_Busway | Y | exact | 100 | accepted | 74229 | ELT/MSR
440_CF_ehFlatwiseElbowFlangeEnd_Busway | 440_CF_ehFlatwiseElbowFlangeEnd_Busway | Y | exact | 100 | accepted | 74181 | ELT/MSR
440_CF_ehFlatwiseElbowWithAngle_Busway | 440_CF_ehFlatwiseElbowWithAngle_Busway | Y | exact | 100 | accepted | 74182 | ELT/MSR
440_CF_mFlatwiseTee_Busway | 440_CF_mFlatwiseTee_Busway | Y | exact | 100 | accepted | 74183 | ELT/MSR
440_CF_mPhaseTransition_Busway | 440_CF_mPhaseTransition_Busway | Y | exact | 100 | accepted | 74184 | ELT/MSR
440_CF_mPotentialEqualisationBusbar | 440_CF_mPotentialEqualisationBusbar | Y | exact | 100 | accepted | 74185 | ELT/MSR
440_CF_mStraightLength_Busway | 440_CF_mStraightLength_Busway | Y | exact | 100 | accepted | 74187 | ELT/MSR
440_CF_uCableTapBoxCenter_Busway | 440_CF_uCableTapBoxCenter_Busway | Y | exact | 100 | accepted | 74224 | ELT/MSR
440_CF_uCableTapBoxEnd_Busway | 440_CF_uCableTapBoxEnd_Busway | Y | exact | 100 | accepted | 74226 | ELT/MSR
440_CF_uEndClosure_Busway | 440_CF_uEndClosure_Busway | Y | exact | 100 | accepted | 74227 | ELT/MSR
440_CF_uFlexibleLink_Busway | 440_CF_uFlexibleLink_Busway | Y | exact | 100 | accepted | 74228 | ELT/MSR
440_CF_uWallFloorFlange_Busway | 440_CF_uWallFloorFlange_Busway | Y | exact | 100 | accepted | 74230 | ELT/MSR
440_CF_wChannelHorizontalWye_Standard | 440_CF_wChannelHorizontalWye_Standard | Y | exact | 100 | accepted | 74030 | ELT/MSR
440_CI_CS_tClamps_Standard | 440_CI_CS_tClamps_Standard | Y | exact | 100 | accepted | 74239 | ELT/MSR
440_CI_CS_tExpansionPiecesRound_Standard | 440_CI_CS_tExpansionPiecesRound_Standard | Y | exact | 100 | accepted | 74240 | ELT/MSR
440_CI_CS_xClamps_Standard | 440_CI_CS_xClamps_Standard | Y | exact | 100 | accepted | 74243 | ELT/MSR
440_CI_CS_xExpansionPiecesRound_Standard | 440_CI_CS_xExpansionPiecesRound_Standard | Y | exact | 100 | accepted | 74246 | ELT/MSR
440_CI_PC_mJunctionBox_Standard_Weatherproof | 440_CI_PC_mJunctionBox_Standard_Weatherproof | Y | exact | 100 | accepted | 74247 | ELT/MSR
440_CI_PVC_ConduitSleeveCoupling_Standard | 440_CI_PVC_ConduitSleeveCoupling_Standard | Y | exact | 100 | accepted | 74260 | ELT/MSR
440_CI_PVC_cConduitBodiesTypeE_Standard | 440_CI_PVC_cConduitBodiesTypeE_Standard | Y | exact | 100 | accepted | 74255 | ELT/MSR
440_CI_PVC_cMarkerforConnectionLugs | 440_CI_PVC_cMarkerforConnectionLugs | Y | exact | 100 | accepted | 74253 | ELT/MSR
440_CI_PVC_cTerminalOneWayBox_Standard | 440_CI_PVC_cTerminalOneWayBox_Standard | Y | exact | 100 | accepted | 74316 | ELT/MSR
440_CI_PVC_e30DegreeElbow_Standard | 440_CI_PVC_e30DegreeElbow_Standard | Y | exact | 100 | accepted | 74248 | ELT/MSR
440_CI_PVC_e45DegreeElbow_Standard | 440_CI_PVC_e45DegreeElbow_Standard | Y | exact | 100 | accepted | 74249 | ELT/MSR
440_CI_PVC_e90DegreeElbow_Standard | 440_CI_PVC_e90DegreeElbow_Standard | Y | exact | 100 | accepted | 74251 | ELT/MSR
440_CI_PVC_e90DegreeInspectionElbow_Standard | 440_CI_PVC_e90DegreeInspectionElbow_Standard | Y | exact | 100 | accepted | 74266 | ELT/MSR
440_CI_PVC_eAngledTwoWayBox_Standard | 440_CI_PVC_eAngledTwoWayBox_Standard | Y | exact | 100 | accepted | 74252 | ELT/MSR
440_CI_PVC_eConduitBodiesTypeLB_Standard | 440_CI_PVC_eConduitBodiesTypeLB_Standard | Y | exact | 100 | accepted | 74256 | ELT/MSR
440_CI_PVC_eConduitBodiesTypeLL_Standard | 440_CI_PVC_eConduitBodiesTypeLL_Standard | Y | exact | 100 | accepted | 74257 | ELT/MSR
440_CI_PVC_eConduitBodiesTypeLR_Standard | 440_CI_PVC_eConduitBodiesTypeLR_Standard | Y | exact | 100 | accepted | 74258 | ELT/MSR
440_CI_PVC_eInspectionBend_Standard | 440_CI_PVC_eInspectionBend_Standard | Y | exact | 100 | accepted | 74265 | ELT/MSR
440_CI_PVC_fCoupling_Standard | 440_CI_PVC_fCoupling_Standard | Y | exact | 100 | accepted | 74263 | ELT/MSR
440_CI_PVC_mHWayJuntionBox_Standard | 440_CI_PVC_mHWayJuntionBox_Standard | Y | exact | 100 | accepted | 74264 | ELT/MSR
440_CI_PVC_mJunctionBox_Standard_ThreeWay | 440_CI_PVC_mJunctionBox_Standard_ThreeWay | Y | exact | 100 | accepted | 74270 | ELT/MSR
440_CI_PVC_mUWayBox_Standard | 440_CI_PVC_mUWayBox_Standard | Y | exact | 100 | accepted | 74318 | ELT/MSR
440_CI_PVC_mYWayBox_Standard | 440_CI_PVC_mYWayBox_Standard | Y | exact | 100 | accepted | 74319 | ELT/MSR
440_CI_PVC_rReducer_Standard | 440_CI_PVC_rReducer_Standard | Y | exact | 100 | accepted | 74314 | ELT/MSR
440_CI_PVC_tConduitBodiesTypeT_Standard | 440_CI_PVC_tConduitBodiesTypeT_Standard | Y | exact | 100 | accepted | 74259 | ELT/MSR
440_CI_PVC_tInspectionTee_Standard | 440_CI_PVC_tInspectionTee_Standard | Y | exact | 100 | accepted | 74267 | ELT/MSR
440_CI_PVC_tTeeThreeWayBox_Standard | 440_CI_PVC_tTeeThreeWayBox_Standard | Y | exact | 100 | accepted | 74315 | ELT/MSR
440_CI_PVC_uConduitBodiesTypeC_Standard | 440_CI_PVC_uConduitBodiesTypeC_Standard | Y | exact | 100 | accepted | 74254 | ELT/MSR
440_CI_PVC_uJunctionBox_Standard | 440_CI_PVC_uJunctionBox_Standard | Y | exact | 100 | accepted | 74269 | ELT/MSR
440_CI_PVC_uThroughTwoWayBox_Standard | 440_CI_PVC_uThroughTwoWayBox_Standard | Y | exact | 100 | accepted | 74317 | ELT/MSR
440_CI_PVC_xIntersectionFourWayBox_Standard | 440_CI_PVC_xIntersectionFourWayBox_Standard | Y | exact | 100 | accepted | 74268 | ELT/MSR
440_CI_SS_FlatStrip_Standard | 440_CI_SS_FlatStrip_Standard | Y | exact | 100 | accepted | 74331 | ELT/MSR
440_CI_SS_cDeviceBoxes_Threaded | 440_CI_SS_cDeviceBoxes_Threaded | Y | exact | 100 | accepted | 74320 | ELT/MSR
440_CI_SS_e45DegreeElbow_Standard | 440_CI_SS_e45DegreeElbow_Standard | Y | exact | 100 | accepted | 74321 | ELT/MSR
440_CI_SS_e45DegreeElbow_Threaded | 440_CI_SS_e45DegreeElbow_Threaded | Y | exact | 100 | accepted | 74322 | ELT/MSR
440_CI_SS_e90DegreeElbow_Standard | 440_CI_SS_e90DegreeElbow_Standard | Y | exact | 100 | accepted | 74323 | ELT/MSR
440_CI_SS_e90DegreeElbow_Threaded | 440_CI_SS_e90DegreeElbow_Threaded | Y | exact | 100 | accepted | 74324 | ELT/MSR
440_CI_SS_eConduitBodies_Threaded_TypeLB | 440_CI_SS_eConduitBodies_Threaded_TypeLB | Y | exact | 100 | accepted | 74325 | ELT/MSR
440_CI_SS_eConduitBodies_Threaded_TypeLR | 440_CI_SS_eConduitBodies_Threaded_TypeLR | Y | exact | 100 | accepted | 74326 | ELT/MSR
440_CI_SS_eConduitBodies_Threaded_TypeLU | 440_CI_SS_eConduitBodies_Threaded_TypeLU | Y | exact | 100 | accepted | 74327 | ELT/MSR
440_CI_SS_eConduitBodies_TypeLL_Threaded | 440_CI_SS_eConduitBodies_TypeLL_Threaded | Y | exact | 100 | accepted | 74328 | ELT/MSR
440_CI_SS_eFlatConductorsElbow_Standard | 440_CI_SS_eFlatConductorsElbow_Standard | Y | exact | 100 | accepted | 74329 | ELT/MSR
440_CI_SS_eInspectionElbow_Standard | 440_CI_SS_eInspectionElbow_Standard | Y | exact | 100 | accepted | 74330 | ELT/MSR
440_CI_SS_tConduitBodies_Threaded_TypeT | 440_CI_SS_tConduitBodies_Threaded_TypeT | Y | exact | 100 | accepted | 74332 | ELT/MSR
440_CI_SS_tConduitBodies_Threaded_TypeTB | 440_CI_SS_tConduitBodies_Threaded_TypeTB | Y | exact | 100 | accepted | 74333 | ELT/MSR
440_CI_SS_uCFormConduitUnion_Threaded | 440_CI_SS_uCFormConduitUnion_Threaded | Y | exact | 100 | accepted | 74334 | ELT/MSR
440_CI_SS_xConduitBodies_Threaded_TypeX | 440_CI_SS_xConduitBodies_Threaded_TypeX | Y | exact | 100 | accepted | 74335 | ELT/MSR
440_CI_SS_xCrossConductorFlatToRound | 440_CI_SS_xCrossConductorFlatToRound | Y | exact | 100 | accepted | 74336 | ELT/MSR
440_CI_SS_xFlatConductorCross | 440_CI_SS_xFlatConductorCross | Y | exact | 100 | accepted | 74337 | ELT/MSR
440_CI_ST_mJunctionBox_Explosionproof | 440_CI_ST_mJunctionBox_Explosionproof | Y | exact | 100 | accepted | 74338 | ELT/MSR
440_EE_AutomaticTranferSwitchPanel | 440_EE_AutomaticTranferSwitchPanel | Y | exact | 100 | accepted | 72534 | ELT/MSR
440_EE_BatteryStorage | 440_EE_BatteryStorage | Y | exact | 100 | accepted | 72535 | ELT/MSR
440_EE_CircuitBreakerEnclosure | 440_EE_CircuitBreakerEnclosure | Y | exact | 100 | accepted | 72538 | ELT/MSR
440_EE_DCtoAC_Inverter | 440_EE_DCtoAC_Inverter | Y | exact | 100 | accepted | 72540 | ELT/MSR
440_EE_DieselGenerator | 440_EE_DieselGenerator | Y | exact | 100 | accepted | 72543 | ELT/MSR
440_EE_DieselTankGenerator | 440_EE_DieselTankGenerator | Y | exact | 100 | accepted | 72545 | ELT/MSR
440_EE_DistributionBox_DALI | 440_EE_DistributionBox_DALI | Y | exact | 100 | accepted | 72715 | ELT/MSR
440_EE_DryTransformer | 440_EE_DryTransformer | Y | exact | 100 | accepted | 72716 | ELT/MSR
440_EE_ElectricalCabinet_Standard | 440_EE_ElectricalCabinet_Standard | Y | exact | 100 | accepted | 72717 | ELT/MSR
440_EE_FlatRoofSolar | 440_EE_FlatRoofSolar | Y | exact | 100 | accepted | 72718 | ELT/MSR
440_EE_FlatRoofSolarFrameWithRoot_NoSystem | 440_EE_FlatRoofSolarFrameWithRoot_NoSystem | Y | exact | 100 | accepted | 72719 | ELT/MSR
440_EE_FlatRoofSolarFrame_NoSystem | 440_EE_FlatRoofSolarFrame_NoSystem | Y | exact | 100 | accepted | 72769 | ELT/MSR
440_EE_GasInsulatedMediumVoltageSwitchgear_MSEVU | 440_EE_GasInsulatedMediumVoltageSwitchgear_MSEVU | Y | exact | 100 | accepted | 72805 | ELT/MSR
440_EE_GasInsulatedMediumVoltageSwitchgear_MSKälte | 440_EE_GasInsulatedMediumVoltageSwitchgear_MSKälte | Y | exact | 100 | accepted | 72806 | ELT/MSR
440_EE_GasInsulatedMediumVoltageSwitchgear_MSNord | 440_EE_GasInsulatedMediumVoltageSwitchgear_MSNord | Y | exact | 100 | accepted | 72809 | ELT/MSR
440_EE_Generator_Standard | 440_EE_Generator_Standard | Y | exact | 100 | accepted | 72815 | ELT/MSR
440_EE_IndoorTransformer | 440_EE_IndoorTransformer | Y | exact | 100 | accepted | 72816 | ELT/MSR
440_EE_LowVoltagePanel | 440_EE_LowVoltagePanel | Y | exact | 100 | accepted | 72818 | ELT/MSR
440_EE_LowVoltageSwitchboard_GHVNord_HOST | 440_EE_LowVoltageSwitchboard_GHVNord_HOST | Y | exact | 100 | accepted | 72999 | ELT/MSR
440_EE_LowVoltageSwitchboard_NshvKälte_HOST | 440_EE_LowVoltageSwitchboard_NshvKälte_HOST | Y | exact | 100 | accepted | 73001 | ELT/MSR
440_EE_LowVoltageSwitchboard_NshvPV_HOST | 440_EE_LowVoltageSwitchboard_NshvPV_HOST | Y | exact | 100 | accepted | 73002 | ELT/MSR
440_EE_MainDistributionBoard_WallMounted | 440_EE_MainDistributionBoard_WallMounted | Y | exact | 100 | accepted | 73003 | ELT/MSR
440_EE_MainSupply_GEVBnetwork | 440_EE_MainSupply_GEVBnetwork | Y | exact | 100 | accepted | 73004 | ELT/MSR
440_EE_MainSupply_UPSmains | 440_EE_MainSupply_UPSmains | Y | exact | 100 | accepted | 73005 | ELT/MSR
440_EE_MainSwitchBoard | 440_EE_MainSwitchBoard | Y | exact | 100 | accepted | 73006 | ELT/MSR
440_EE_Manhole_Standard | 440_EE_Manhole_Standard | Y | exact | 100 | accepted | 73007 | ELT/MSR
440_EE_MediumVoltageSwitchgear | 440_EE_MediumVoltageSwitchgear | Y | exact | 100 | accepted | 73009 | ELT/MSR
440_EE_MotorControlCenter_SwitchBoard | 440_EE_MotorControlCenter_SwitchBoard | Y | exact | 100 | accepted | 73011 | ELT/MSR
440_EE_OilTransformer | 440_EE_OilTransformer | Y | exact | 100 | accepted | 73012 | ELT/MSR
440_EE_OutdoorTransformer | 440_EE_OutdoorTransformer | Y | exact | 100 | accepted | 73014 | ELT/MSR
440_EE_PanelBoard | 440_EE_PanelBoard | Y | exact | 100 | accepted | 73015 | ELT/MSR
440_EE_SilentDieselGenerator | 440_EE_SilentDieselGenerator | Y | exact | 100 | accepted | 73016 | ELT/MSR
440_EE_SpringVibration | 440_EE_SpringVibration | Y | exact | 100 | accepted | 73018 | ELT/MSR
440_EE_SubmainSwitchBoard | 440_EE_SubmainSwitchBoard | Y | exact | 100 | accepted | 73019 | ELT/MSR
440_EE_SwitchCabinet_OutgoingPanel | 440_EE_SwitchCabinet_OutgoingPanel | Y | exact | 100 | accepted | 73020 | ELT/MSR
440_EE_SwitchCabinet_SupplyPanel | 440_EE_SwitchCabinet_SupplyPanel | Y | exact | 100 | accepted | 73021 | ELT/MSR
440_EE_SynchronizationPanel | 440_EE_SynchronizationPanel | Y | exact | 100 | accepted | 73022 | ELT/MSR
440_EE_TransferDistributor | 440_EE_TransferDistributor | Y | exact | 100 | accepted | 73023 | ELT/MSR
440_EE_kwhMeter_3Phases | 440_EE_kwhMeter_3Phases | Y | exact | 100 | accepted | 72817 | ELT/MSR
440_EF_360DegreeRadiusMotionDetector_CeilingMounted | 440_EF_360DegreeRadiusMotionDetector_CeilingMounted | Y | exact | 100 | accepted | 73162 | ELT/MSR
440_EF_AL_SideFeedingUnitForTransformer_Busway | 440_EF_AL_SideFeedingUnitForTransformer_Busway | Y | exact | 100 | accepted | 73165 | ELT/MSR
440_EF_AL_TakeOffUnitWithFuseSwitch_Busway | 440_EF_AL_TakeOffUnitWithFuseSwitch_Busway | Y | exact | 100 | accepted | 73166 | ELT/MSR
440_EF_AL_TopFeedingUnitForTransformer_Busway | 440_EF_AL_TopFeedingUnitForTransformer_Busway | Y | exact | 100 | accepted | 73167 | ELT/MSR
440_EF_BasementVentilationControl | 440_EF_BasementVentilationControl | Y | exact | 100 | accepted | 73366 | ELT/MSR
440_EF_CableConnection_PluginSystem | 440_EF_CableConnection_PluginSystem | Y | exact | 100 | accepted | 73182 | ELT/MSR
440_EF_ConnectionBrackets | 440_EF_ConnectionBrackets | Y | exact | 100 | accepted | 73183 | ELT/MSR
440_EF_DALIPresenceDetectorCombineLightingSensor_CeilingSurface | 440_EF_DALIPresenceDetectorCombineLightingSensor_CeilingSurface | Y | exact | 100 | accepted | 73184 | ELT/MSR
440_EF_DALIPresenceDetector_CeilingSurface | 440_EF_DALIPresenceDetector_CeilingSurface | Y | exact | 100 | accepted | 73185 | ELT/MSR
440_EF_DataConnectionSocket_Audio_Out_HDMI | 440_EF_DataConnectionSocket_Audio_Out_HDMI | Y | exact | 100 | accepted | 73186 | ELT/MSR
440_EF_DataConnectionSocket_Ceiling | 440_EF_DataConnectionSocket_Ceiling | Y | exact | 100 | accepted | 73187 | ELT/MSR
440_EF_DataConnectionSocket_Floor | 440_EF_DataConnectionSocket_Floor | Y | exact | 100 | accepted | 73189 | ELT/MSR
440_EF_DataConnectionSocket_Wall | 440_EF_DataConnectionSocket_Wall | Y | exact | 100 | accepted | 73190 | ELT/MSR
440_EF_DaylightSensor_Ceiling | 440_EF_DaylightSensor_Ceiling | Y | exact | 100 | accepted | 73191 | ELT/MSR
440_EF_DaylightSensor_Wall | 440_EF_DaylightSensor_Wall | Y | exact | 100 | accepted | 73192 | ELT/MSR
440_EF_DimmerSwitch_WallRecessed | 440_EF_DimmerSwitch_WallRecessed | Y | exact | 100 | accepted | 73193 | ELT/MSR
440_EF_DoorbellPushButton_WallMounted | 440_EF_DoorbellPushButton_WallMounted | Y | exact | 100 | accepted | 73200 | ELT/MSR
440_EF_DoubleSocketOutletHorizontal_Wall | 440_EF_DoubleSocketOutletHorizontal_Wall | Y | exact | 100 | accepted | 73201 | ELT/MSR
440_EF_DoubleSocketOutletUSBTypeAC_WallSurface | 440_EF_DoubleSocketOutletUSBTypeAC_WallSurface | Y | exact | 100 | accepted | 73202 | ELT/MSR
440_EF_DoubleSocketOutletVertical_Wall | 440_EF_DoubleSocketOutletVertical_Wall | Y | exact | 100 | accepted | 73203 | ELT/MSR
440_EF_DoubleSocketOutletVertical_WallFlush | 440_EF_DoubleSocketOutletVertical_WallFlush | Y | exact | 100 | accepted | 73204 | ELT/MSR
440_EF_DoubleSocketOutlet_Ceiling | 440_EF_DoubleSocketOutlet_Ceiling | Y | exact | 100 | accepted | 73205 | ELT/MSR
440_EF_DoubleSocketOutlet_Floor | 440_EF_DoubleSocketOutlet_Floor | Y | exact | 100 | accepted | 73206 | ELT/MSR
440_EF_DoubleSocketOutlet_Wall | 440_EF_DoubleSocketOutlet_Wall | Y | exact | 100 | accepted | 73207 | ELT/MSR
440_EF_EarthPit | 440_EF_EarthPit | Y | exact | 100 | accepted | 73221 | ELT/MSR
440_EF_EarthRod | 440_EF_EarthRod | Y | exact | 100 | accepted | 73350 | ELT/MSR
440_EF_EmergencyStopPushButtons | 440_EF_EmergencyStopPushButtons | Y | exact | 100 | accepted | 73352 | ELT/MSR
440_EF_EnergyBollard | 440_EF_EnergyBollard | Y | exact | 100 | accepted | 73353 | ELT/MSR
440_EF_FixedConnection_1Pole | 440_EF_FixedConnection_1Pole | Y | exact | 100 | accepted | 73356 | ELT/MSR
440_EF_FixedConnection_400V | 440_EF_FixedConnection_400V | Y | exact | 100 | accepted | 73357 | ELT/MSR
440_EF_Isolator_3Phases | 440_EF_Isolator_3Phases | Y | exact | 100 | accepted | 73362 | ELT/MSR
440_EF_Isolator_SinglePhase | 440_EF_Isolator_SinglePhase | Y | exact | 100 | accepted | 73363 | ELT/MSR
440_EF_JunctionBox_Ceiling_3Pole | 440_EF_JunctionBox_Ceiling_3Pole | Y | exact | 100 | accepted | 73364 | ELT/MSR
440_EF_JunctionBox_Floor_3Pole | 440_EF_JunctionBox_Floor_3Pole | Y | exact | 100 | accepted | 73365 | ELT/MSR
440_EF_KNXPresenceDetection_Ceiling | 440_EF_KNXPresenceDetection_Ceiling | Y | exact | 100 | accepted | 73368 | ELT/MSR
440_EF_KNX_PushButtonSensor_2gang | 440_EF_KNX_PushButtonSensor_2gang | Y | exact | 100 | accepted | 73369 | ELT/MSR
440_EF_KeySwitch_WallRecessed | 440_EF_KeySwitch_WallRecessed | Y | exact | 100 | accepted | 73367 | ELT/MSR
440_EF_MainEquipotentialBondingBar | 440_EF_MainEquipotentialBondingBar | Y | exact | 100 | accepted | 73370 | ELT/MSR
440_EF_PanelBoard | 440_EF_PanelBoard | Y | exact | 100 | accepted | 73372 | ELT/MSR
440_EF_PresenceDetector_Ceiling | 440_EF_PresenceDetector_Ceiling | Y | exact | 100 | accepted | 73373 | ELT/MSR
440_EF_PresenceDetector_Wall | 440_EF_PresenceDetector_Wall | Y | exact | 100 | accepted | 73374 | ELT/MSR
440_EF_PushButtonSensorKNX_4gang | 440_EF_PushButtonSensorKNX_4gang | Y | exact | 100 | accepted | 73375 | ELT/MSR
440_EF_Raumluftfühler | 440_EF_Raumluftfühler | Y | exact | 100 | accepted | 73435 | ELT/MSR
440_EF_RoomSignallight | 440_EF_RoomSignallight | Y | exact | 100 | accepted | 73436 | ELT/MSR
440_EF_RotaryDimmer | 440_EF_RotaryDimmer | Y | exact | 100 | accepted | 73437 | ELT/MSR
440_EF_ShaverSocketOutlet_Wall | 440_EF_ShaverSocketOutlet_Wall | Y | exact | 100 | accepted | 73438 | ELT/MSR
440_EF_SocketDistributionBox_Ceiling | 440_EF_SocketDistributionBox_Ceiling | Y | exact | 100 | accepted | 73439 | ELT/MSR
440_EF_SocketDistributionBox_Wall | 440_EF_SocketDistributionBox_Wall | Y | exact | 100 | accepted | 73440 | ELT/MSR
440_EF_SocketOutletCombination_Ceiling | 440_EF_SocketOutletCombination_Ceiling | Y | exact | 100 | accepted | 73441 | ELT/MSR
440_EF_SocketOutletRound_Floor | 440_EF_SocketOutletRound_Floor | Y | exact | 100 | accepted | 73442 | ELT/MSR
440_EF_SocketOutlet_FloorRecessed_Round | 440_EF_SocketOutlet_FloorRecessed_Round | Y | exact | 100 | accepted | 73443 | ELT/MSR
440_EF_SocketOutlet_Horizontal_4Gangs_Wall | 440_EF_SocketOutlet_Horizontal_4Gangs_Wall | Y | exact | 100 | accepted | 73444 | ELT/MSR
440_EF_SocketOutlet_Wall | 440_EF_SocketOutlet_Wall | Y | exact | 100 | accepted | 73448 | ELT/MSR
440_EF_SocketOutlet_WallMounted_WaterProof | 440_EF_SocketOutlet_WallMounted_WaterProof | Y | exact | 100 | accepted | 73449 | ELT/MSR
440_EF_SocketOutlet_Wall_3Phase | 440_EF_SocketOutlet_Wall_3Phase | Y | exact | 100 | accepted | 73450 | ELT/MSR
440_EF_SocketOutlet_Wall_4Gangs | 440_EF_SocketOutlet_Wall_4Gangs | Y | exact | 100 | accepted | 73451 | ELT/MSR
440_EF_SocketOutlet_Wall_Combination | 440_EF_SocketOutlet_Wall_Combination | Y | exact | 100 | accepted | 73452 | ELT/MSR
440_EF_SwitchPushButton_FlushMounted | 440_EF_SwitchPushButton_FlushMounted | Y | exact | 100 | accepted | 73456 | ELT/MSR
440_EF_Switch_1Gang | 440_EF_Switch_1Gang | Y | exact | 100 | accepted | 73457 | ELT/MSR
440_EF_Switch_2Gang | 440_EF_Switch_2Gang | Y | exact | 100 | accepted | 73458 | ELT/MSR
440_EF_Switch_2Gang2Way | 440_EF_Switch_2Gang2Way | Y | exact | 100 | accepted | 73459 | ELT/MSR
440_EF_Switch_3Gang | 440_EF_Switch_3Gang | Y | exact | 100 | accepted | 73460 | ELT/MSR
440_EF_SwitchableSocketOutlet_Ceiling | 440_EF_SwitchableSocketOutlet_Ceiling | Y | exact | 100 | accepted | 73453 | ELT/MSR
440_EF_SwitchableSocketOutlet_Floor | 440_EF_SwitchableSocketOutlet_Floor | Y | exact | 100 | accepted | 73454 | ELT/MSR
440_EF_Thermosat | 440_EF_Thermosat | Y | exact | 100 | accepted | 73462 | ELT/MSR
440_EF_TouchPanelRoomOperating_WallMounted | 440_EF_TouchPanelRoomOperating_WallMounted | Y | exact | 100 | accepted | 73463 | ELT/MSR
440_EF_TripleSocketOutlet_Ceiling | 440_EF_TripleSocketOutlet_Ceiling | Y | exact | 100 | accepted | 73464 | ELT/MSR
440_EF_TripleSocketOutlet_Floor | 440_EF_TripleSocketOutlet_Floor | Y | exact | 100 | accepted | 73465 | ELT/MSR
440_EF_TripleSocketOutlet_Wall | 440_EF_TripleSocketOutlet_Wall | Y | exact | 100 | accepted | 73466 | ELT/MSR
440_EF_WindowMotor_WallMounted | 440_EF_WindowMotor_WallMounted | Y | exact | 100 | accepted | 73467 | ELT/MSR
440_LD_DoubleSwitchSocket_WallMounted | 440_LD_DoubleSwitchSocket_WallMounted | Y | exact | 100 | accepted | 73988 | ELT/MSR
440_LD_SingleSwitchSocket_WallMounted | 440_LD_SingleSwitchSocket_WallMounted | Y | exact | 100 | accepted | 73989 | ELT/MSR
440_LF_LEDSpotEmergencyLightingLuminaire_CeilingMounted_Square_SQ5D | 440_LF_LEDSpotEmergencyLightingLuminaire_CeilingMounted_Square_SQ5D | Y | exact | 100 | accepted | 73736 | ELT/MSR
440_LF_LEDSpotEmergencyLightingLuminaire_CeilingRecessed_Round | 440_LF_LEDSpotEmergencyLightingLuminaire_CeilingRecessed_Round | Y | exact | 100 | accepted | 73737 | ELT/MSR
440_LF_LEDSpotEmergencyLightingLuminaire_CeilingRecessed_Round_SQ6 | 440_LF_LEDSpotEmergencyLightingLuminaire_CeilingRecessed_Round_SQ6 | Y | exact | 100 | accepted | 73738 | ELT/MSR
440_NC_EmergencyPullCordSwitch_Wall | 440_NC_EmergencyPullCordSwitch_Wall | Y | exact | 100 | accepted | 74541 | ELT/MSR
440_SE_AccessPanel_Ceiling | 440_SE_AccessPanel_Ceiling | Y | exact | 100 | accepted | 73992 | ELT/MSR
440_SE_Penetration_Curaflex | 440_SE_Penetration_CuraFlex | Y | exact | 100 | accepted | 73993 | ELT/MSR
442_EE_ChargeController | 442_EE_ChargeController | Y | exact | 100 | accepted | 72536 | ELT/MSR
442_EF_SealedBatteries | 442_EF_SealedBatteries | Y | exact | 100 | accepted | 74479 | ELT/MSR
442_SD_UPSBattery_FloorStand_Rectangular | 442_SD_UPSBattery_FloorStand_Rectangular | Y | exact | 100 | accepted | 74516 | ELT/MSR
443_EF_OvervoltageProtection_WallFlush | 443_EF_OvervoltageProtection_WallFlush | Y | exact | 100 | accepted | 74478 | ELT/MSR
444_CI_ABS_mIndustrialBox | 444_CI_ABS_mIndustrialBox | Y | exact | 100 | accepted | 74475 | ELT/MSR
444_EF_GooseneckBushing_NoSystem | 444_EF_GooseneckBushing_NoSystem | Y | exact | 100 | accepted | 73359 | ELT/MSR
444_EF_InstallationTrunking | 444_EF_InstallationTrunking | Y | exact | 100 | accepted | 73361 | ELT/MSR
444_EF_SocketOutlet_Rec_Floor | 444_EF_SocketOutlet_Rec_Floor | Y | exact | 100 | accepted | 73445 | ELT/MSR
444_EF_SocketOutlet_VerticalWallSurface_4Gangs | 444_EF_SocketOutlet_VerticalWallSurface_4Gangs | Y | exact | 100 | accepted | 73447 | ELT/MSR
444_EF_SwitchableSocketOutlet_WallSurface | 444_EF_SwitchableSocketOutlet_WallSurface | Y | exact | 100 | accepted | 73455 | ELT/MSR
444_EF_USBSocketOutlet_WallFlush | 444_EF_USBSocketOutlet_WallFlush | Y | exact | 100 | accepted | 73446 | ELT/MSR
445_LF_3FoldPendantLight_CeilingSuspended | 445_LF_3FoldPendantLight_CeilingSuspended | Y | exact | 100 | accepted | 73692 | ELT/MSR
445_LF_CoreLineLEDLight_CeilingSuspended | 445_LF_CoreLineLEDLight_CeilingSuspended | Y | exact | 100 | accepted | 73697 | ELT/MSR
445_LF_CoreLineLEDLight_WallSurface | 445_LF_CoreLineLEDLight_WallSurface | Y | exact | 100 | accepted | 73698 | ELT/MSR
445_LF_CorelineSlimDownlight_CeilingMounted | 445_LF_CorelineSlimDownlight_CeilingMounted | Y | exact | 100 | accepted | 73699 | ELT/MSR
445_LF_CorelineSlimDownlight_CeilingRecessed | 445_LF_CorelineSlimDownlight_CeilingRecessed | Y | exact | 100 | accepted | 73700 | ELT/MSR
445_LF_CorelineSpotlight_CeilingRecessed | 445_LF_CorelineSpotlight_CeilingRecessed | Y | exact | 100 | accepted | 73701 | ELT/MSR
445_LF_DownlightLEDSwivelling_CeilingRecessed | 445_LF_DownlightLEDSwivelling_CeilingRecessed | Y | exact | 100 | accepted | 73703 | ELT/MSR
445_LF_DownlightLEDrigid_CeilingRecessed | 445_LF_DownlightLEDrigid_CeilingRecessed | Y | exact | 100 | accepted | 73702 | ELT/MSR
445_LF_EscapeSign_CeilingMounted | 445_LF_EscapeSign_CeilingMounted | Y | exact | 100 | accepted | 73704 | ELT/MSR
445_LF_EscapeSign_CeilingRecessed | 445_LF_EscapeSign_CeilingRecessed | Y | exact | 100 | accepted | 73705 | ELT/MSR
445_LF_EscapeSign_WallMounted | 445_LF_EscapeSign_WallMounted | Y | exact | 100 | accepted | 73706 | ELT/MSR
445_LF_ExitCube_Ceiling | 445_LF_ExitCube_Ceiling | Y | exact | 100 | accepted | 73707 | ELT/MSR
445_LF_FixedOpticSmallBodyIroundOutdoorlight_CeilingRecessed | 445_LF_FixedOpticSmallBodyIroundOutdoorlight_CeilingRecessed | Y | exact | 100 | accepted | 73708 | ELT/MSR
445_LF_GreenSpaceAccentSpotlightRigid_CeilingRecessed | 445_LF_GreenSpaceAccentSpotlightRigid_CeilingRecessed | Y | exact | 100 | accepted | 73709 | ELT/MSR
445_LF_InteriorLuminaireBL_CeilingRecessed_Rectangular | 445_LF_InteriorLuminaireBL_CeilingRecessed_Rectangular | Y | exact | 100 | accepted | 73811 | ELT/MSR
445_LF_InteriorLuminaireINDMP_CeilingRecessed_Round | 445_LF_InteriorLuminaireINDMP_CeilingRecessed_Round | Y | exact | 100 | accepted | 73812 | ELT/MSR
445_LF_LEDAccentRigidlight_CeilingRecessed_Rectangular | 445_LF_LEDAccentRigidlight_CeilingRecessed_Rectangular | Y | exact | 100 | accepted | 73716 | ELT/MSR
445_LF_LEDBAPPendantLightWithAdjustableRod_CeilingSuspended | 445_LF_LEDBAPPendantLightWithAdjustableRod_CeilingSuspended | Y | exact | 100 | accepted | 73717 | ELT/MSR
445_LF_LEDDeckeneinbauMontage_CeilingMounted_LG6E | 445_LF_LEDDeckeneinbauMontage_CeilingMounted_LG6E | Y | exact | 100 | accepted | 73718 | ELT/MSR
445_LF_LEDDoubleHeadEmergencyLight_WallSurface | 445_LF_LEDDoubleHeadEmergencyLight_WallSurface | Y | exact | 100 | accepted | 73719 | ELT/MSR
445_LF_LEDDownlightForWC_CeilingRecessed | 445_LF_LEDDownlightForWC_CeilingRecessed | Y | exact | 100 | accepted | 73720 | ELT/MSR
445_LF_LEDDownlightOP_CeilingRecessed_Round | 445_LF_LEDDownlightOP_CeilingRecessed_Round | Y | exact | 100 | accepted | 73813 | ELT/MSR
445_LF_LEDDownlightSFNB_CeilingRecessed_Round | 445_LF_LEDDownlightSFNB_CeilingRecessed_Round | Y | exact | 100 | accepted | 73814 | ELT/MSR
445_LF_LEDDownlightSM_CeilingRecessed_Round | 445_LF_LEDDownlightSM_CeilingRecessed_Round | Y | exact | 100 | accepted | 73723 | ELT/MSR
445_LF_LEDHighBayPendantLight_CeilingSuspended_GentleSpaceWithAdjustableRod | 445_LF_LEDHighBayPendantLight_CeilingSuspended_GentleSpaceWithAdjustableRod | Y | exact | 100 | accepted | 73724 | ELT/MSR
445_LF_LEDLuminaireMP_CeilingMounted_Rectangular | 445_LF_LEDLuminaireMP_CeilingMounted_Rectangular | Y | exact | 100 | accepted | 73815 | ELT/MSR
445_LF_LEDLuminaireOP_CeilingMounted_Rectangular | 445_LF_LEDLuminaireOP_CeilingMounted_Rectangular | Y | exact | 100 | accepted | 73816 | ELT/MSR
445_LF_LEDMasterEmergencyLightingLuminaire_WallMounted | 445_LF_LEDMasterEmergencyLightingLuminaire_WallMounted | Y | exact | 100 | accepted | 73729 | ELT/MSR
445_LF_LEDPanel_CeilingRecessed | 445_LF_LEDPanel_CeilingRecessed | Y | exact | 100 | accepted | 73730 | ELT/MSR
445_LF_LEDPendantLightWithAdjustableRod_CeilingSuspended | 445_LF_LEDPendantLightWithAdjustableRod_CeilingSuspended | Y | exact | 100 | accepted | 73731 | ELT/MSR
445_LF_LEDPendantRingLight | 445_LF_LEDPendantRingLight | Y | exact | 100 | accepted | 73732 | ELT/MSR
445_LF_LEDSignalLightForWC_WallMounted | 445_LF_LEDSignalLightForWC_WallMounted | Y | exact | 100 | accepted | 73733 | ELT/MSR
445_LF_LEDSpotEmergencyLightingLuminaireInFireResistantCeiling_CeilingRecessed | 445_LF_LEDSpotEmergencyLightingLuminaireInFireResistantCeiling_CeilingRecessed | Y | exact | 100 | accepted | 73734 | ELT/MSR
445_LF_LEDSpotEmergencyLightingLuminaire_CeilingMounted_Square | 445_LF_LEDSpotEmergencyLightingLuminaire_CeilingMounted_Square | Y | exact | 100 | accepted | 73735 | ELT/MSR
445_LF_LEDSpotEmergencyLightingLuminaire_CeilingSuspended_Round | 445_LF_LEDSpotEmergencyLightingLuminaire_CeilingSuspended_Round | Y | exact | 100 | accepted | 73740 | ELT/MSR
445_LF_LEDSpotEmergencyLightingLuminaire_CeilingSuspended_Square | 445_LF_LEDSpotEmergencyLightingLuminaire_CeilingSuspended_Square | Y | exact | 100 | accepted | 73741 | ELT/MSR
445_LF_LEDSpotEmergencyLightingLuminaire_WallMounted_Square_SQ5A | 445_LF_LEDSpotEmergencyLightingLuminaire_WallMounted_Square_SQ5A | Y | exact | 100 | accepted | 73742 | ELT/MSR
445_LF_LEDStairEmergencyLight_WallSurface | 445_LF_LEDStairEmergencyLight_WallSurface | Y | exact | 100 | accepted | 73743 | ELT/MSR
445_LF_LEDStripLight_CeilingMounted_Rectangular | 445_LF_LEDStripLight_CeilingMounted_Rectangular | Y | exact | 100 | accepted | 73744 | ELT/MSR
445_LF_LEDStripLight_CeilingRecessed_Rectangular | 445_LF_LEDStripLight_CeilingRecessed_Rectangular | Y | exact | 100 | accepted | 73745 | ELT/MSR
445_LF_LEDStripLight_WallSurface_Rectangular | 445_LF_LEDStripLight_WallSurface_Rectangular | Y | exact | 100 | accepted | 73746 | ELT/MSR
445_LF_LEDTwinHeadsFastChargingIP30EmergencyLight_WallSurface | 445_LF_LEDTwinHeadsFastChargingIP30EmergencyLight_WallSurface | Y | exact | 100 | accepted | 73747 | ELT/MSR
445_LF_LEDTwoHeadWaterProofIP65EmergencyLight_WallSurface | 445_LF_LEDTwoHeadWaterProofIP65EmergencyLight_WallSurface | Y | exact | 100 | accepted | 73798 | ELT/MSR
445_LF_LEDUplight_FloorRecessed_Round | 445_LF_LEDUplight_FloorRecessed_Round | Y | exact | 100 | accepted | 73799 | ELT/MSR
445_LF_LaserBladeLightXSWallWasher_CeilingRecessed | 445_LF_LaserBladeLightXSWallWasher_CeilingRecessed | Y | exact | 100 | accepted | 73712 | ELT/MSR
445_LF_LaserBladeLightXS_CeilingRecessed | 445_LF_LaserBladeLightXS_CeilingRecessed | Y | exact | 100 | accepted | 73713 | ELT/MSR
445_LF_LeadSacidTwinHeadEmergencyLight_WallSurface | 445_LF_LeadSacidTwinHeadEmergencyLight_WallSurface | Y | exact | 100 | accepted | 73714 | ELT/MSR
445_LF_LedinaireHighbayPendantLightWithAdjustableRod_CeilingSuspended | 445_LF_LedinaireHighbayPendantLightWithAdjustableRod_CeilingSuspended | Y | exact | 100 | accepted | 73725 | ELT/MSR
445_LF_LedinaireSlimDownlight_CeilingSuspended | 445_LF_LedinaireSlimDownlight_CeilingSuspended | Y | exact | 100 | accepted | 73726 | ELT/MSR
445_LF_LuxSpaceAccentPerformanceSpotlightSwiveling_CeilingRecessed | 445_LF_LuxSpaceAccentPerformanceSpotlightSwiveling_CeilingRecessed | Y | exact | 100 | accepted | 73801 | ELT/MSR
445_LF_LuxSpaceCompactAnbaudownlight_CeilingSuspended | 445_LF_LuxSpaceCompactAnbaudownlight_CeilingSuspended | Y | exact | 100 | accepted | 73802 | ELT/MSR
445_LF_LuxSpaceDownlight_CeilingRecessed_Square | 445_LF_LuxSpaceDownlight_CeilingRecessed_Square | Y | exact | 100 | accepted | 73803 | ELT/MSR
445_LF_MoistureProofLuminaire_CeilingSuspended_Rectangular | 445_LF_MoistureProofLuminaire_CeilingSuspended_Rectangular | Y | exact | 100 | accepted | 73805 | ELT/MSR
445_LF_MoistureProofLuminaire_WallSurface_Rectangular | 445_LF_MoistureProofLuminaire_WallSurface_Rectangular | Y | exact | 100 | accepted | 73817 | ELT/MSR
445_LF_OpticalLight_CeilingRecessed_Round_Outdoor | 445_LF_OpticalLight_CeilingRecessed_Round_Outdoor | Y | exact | 100 | accepted | 73807 | ELT/MSR
445_LF_TrackSpot_S_CeilingMounted | 445_LF_TrackSpot_S_CeilingMounted | Y | exact | 100 | accepted | 73808 | ELT/MSR
445_LF_TruelineLinearLuminaire_CeilingRecessed | 445_LF_TruelineLinearLuminaire_CeilingRecessed | Y | exact | 100 | accepted | 73809 | ELT/MSR
445_LF_UVCAirDisinfectionLight_WallSurface | 445_LF_UVCAirDisinfectionLight_WallSurface | Y | exact | 100 | accepted | 73810 | ELT/MSR
446_EF_AirTerminationRodsForMetalRoofs | 446_EF_AirTerminationRodsForMetalRoofs | Y | exact | 100 | accepted | 73163 | ELT/MSR
446_EF_AirTerminationRods_FloorStand | 446_EF_AirTerminationRods_FloorStand | Y | exact | 100 | accepted | 73164 | ELT/MSR
446_EF_EarthTestBox | 446_EF_EarthTestBox | Y | exact | 100 | accepted | 73351 | ELT/MSR
446_EF_EarthingFixedPoint_WallSurface | 446_EF_EarthingFixedPoint_WallSurface | Y | exact | 100 | accepted | 73208 | ELT/MSR
446_EF_Earthing_WallSurface | 446_EF_Earthing_WallSurface | Y | exact | 100 | accepted | 73209 | ELT/MSR
446_EF_EquipotentialBondingBusbars_WallMounted | 446_EF_EquipotentialBondingBusbars_WallMounted | Y | exact | 100 | accepted | 73355 | ELT/MSR
446_EF_LightningCounterDevice | 446_EF_LightningCounterDevice | Y | exact | 100 | accepted | 74476 | ELT/MSR
446_EF_LightningRod_NoSystem | 446_EF_LightningRod_NoSystem | Y | exact | 100 | accepted | 74477 | ELT/MSR
451_DD_TelOutlet_WallMounted_2Gangs | 451_DD_TelOutlet_WallMounted_2Gangs | Y | exact | 100 | accepted | 74520 | ELT/MSR
451_EF_TelephoneOutlet_Single | 451_EF_TelephoneOutlet_Single | Y | exact | 100 | accepted | 73461 | ELT/MSR
452_CD_CallButtonPullCord | 452_CD_CallButtonPullCord | Y | exact | 100 | accepted | 74485 | ELT/MSR
452_EF_TouchButton_WallMounted | 452_EF_TouchButton_WallMounted | Y | exact | 100 | accepted | 74480 | ELT/MSR
454_CD_CabinetLoudspeaker6W_WallMounted_Circular | 454_CD_CabinetLoudspeaker6W_WallMounted_Circular | Y | exact | 100 | accepted | 74482 | ELT/MSR
454_CD_CabinetLoudspeaker6W_WallMounted_Rectangular | 454_CD_CabinetLoudspeaker6W_WallMounted_Rectangular | Y | exact | 100 | accepted | 74483 | ELT/MSR
454_CD_CabinetLoudspeaker6W_WallMounted_Square | 454_CD_CabinetLoudspeaker6W_WallMounted_Square | Y | exact | 100 | accepted | 74484 | ELT/MSR
454_CD_FireDepartmentContactPoint_WallMounted | 454_CD_FireDepartmentContactPoint_WallMounted | Y | exact | 100 | accepted | 74487 | ELT/MSR
454_CD_HornLoudspeaker15W_WallMounted | 454_CD_HornLoudspeaker15W_WallMounted | Y | exact | 100 | accepted | 74488 | ELT/MSR
454_CD_Loudspeaker6W_CeilingRecessed | 454_CD_Loudspeaker6W_CeilingRecessed | Y | exact | 100 | accepted | 74497 | ELT/MSR
454_EE_PublicAddressSystemPanel_FloorMounted | 454_EE_PublicAddressSystemPanel_FloorMounted | Y | exact | 100 | accepted | 74468 | ELT/MSR
454_FA_VandalResistantLoudSpeaker | 454_FA_VandalResistantLoudSpeaker | Y | exact | 100 | accepted | 74450 | ELT/MSR
455_CD_IndoorAntenna_Ceiling | 455_CD_IndoorAntenna_Ceiling | Y | exact | 100 | accepted | 73994 | ELT/MSR
455_DD_TVOutlet_WallMounted_1Gang | 455_DD_TVOutlet_WallMounted_1Gang | Y | exact | 100 | accepted | 74521 | ELT/MSR
456_CD_DeskIntercomStation | 456_CD_DeskIntercomStation | Y | exact | 100 | accepted | 74486 | ELT/MSR
456_CD_Siren | 456_CD_Siren | Y | exact | 100 | accepted | 74499 | ELT/MSR
456_EE_BMABusCoupler | 456_EE_BMABusCoupler | Y | exact | 100 | accepted | 73024 | ELT/MSR
456_EE_ConventionalControlPanel_WallSurface_Rectangular | 456_EE_ConventionalControlPanel_WallSurface_Rectangular | Y | exact | 100 | accepted | 74453 | ELT/MSR
456_EE_PowerSupplyUnitAccessControl_WallMounted | 456_EE_PowerSupplyUnitAccessControl_WallMounted | Y | exact | 100 | accepted | 74467 | ELT/MSR
456_FA_AddressableSensor | 456_FA_AddressableSensor | Y | exact | 100 | accepted | 74411 | ELT/MSR
456_FA_AspiratingSmokeDetector_WallMounted | 456_FA_AspiratingSmokeDetector_WallMounted | Y | exact | 100 | accepted | 74416 | ELT/MSR
456_FA_AspiratingSmokesSystem2Channel_WallMounted | 456_FA_AspiratingSmokesSystem2Channel_WallMounted | Y | exact | 100 | accepted | 73986 | ELT/MSR
456_FA_BeamSensor_WallSurface_Rectangular | 456_FA_BeamSensor_WallSurface_Rectangular | Y | exact | 100 | accepted | 74418 | ELT/MSR
456_FA_CouplerUnit | 456_FA_CouplerUnit | Y | exact | 100 | accepted | 74421 | ELT/MSR
456_FA_DetectorWithHorn | 456_FA_DetectorWithHorn | Y | exact | 100 | accepted | 74422 | ELT/MSR
456_FA_Detector_CO1224A | 456_FA_Detector_CO1224A | Y | exact | 100 | accepted | 74423 | ELT/MSR
456_FA_Detector_CO1224TR | 456_FA_Detector_CO1224TR | Y | exact | 100 | accepted | 74424 | ELT/MSR
456_FA_EmegencyDoorRelease_WallMounted | 456_FA_EmegencyDoorRelease_WallMounted | Y | exact | 100 | accepted | 74425 | ELT/MSR
456_FA_FireAlarmCenter | 456_FA_FireAlarmCenter | Y | exact | 100 | accepted | 74426 | ELT/MSR
456_FA_FireAlarmControlPanel | 456_FA_FireAlarmControlPanel | Y | exact | 100 | accepted | 74427 | ELT/MSR
456_FA_FireAlarmZoneModuleControl | 456_FA_FireAlarmZoneModuleControl | Y | exact | 100 | accepted | 74428 | ELT/MSR
456_FA_FireBrigadeInformationCenter_WallMounted | 456_FA_FireBrigadeInformationCenter_WallMounted | Y | exact | 100 | accepted | 74429 | ELT/MSR
456_FA_FireDepartmentKeyDepot | 456_FA_FireDepartmentKeyDepot | Y | exact | 100 | accepted | 74430 | ELT/MSR
456_FA_HeatSensor | 456_FA_HeatSensor | Y | exact | 100 | accepted | 74432 | ELT/MSR
456_FA_LinearHeatDetector | 456_FA_LinearHeatDetector | Y | exact | 100 | accepted | 74434 | ELT/MSR
456_FA_ManualCallPoint_WallMounted_Square | 456_FA_ManualCallPoint_WallMounted_Square | Y | exact | 100 | accepted | 74447 | ELT/MSR
456_FA_ManualCallPoint_WallMounted_Square_Waterproof | 456_FA_ManualCallPoint_WallMounted_Square_Waterproof | Y | exact | 100 | accepted | 74448 | ELT/MSR
456_FA_MultiSensorDetector_Ceiling | 456_FA_MultiSensorDetector_Ceiling | Y | exact | 100 | accepted | 74435 | ELT/MSR
456_FA_O2TMultisensordetector | 456_FA_O2TMultisensordetector | Y | exact | 100 | accepted | 74436 | ELT/MSR
456_FA_O2TMultisensordetector_BottomSlab | 456_FA_O2TMultisensordetector_BottomSlab | Y | exact | 100 | accepted | 74438 | ELT/MSR
456_FA_PhotoThermalSensor_CeilingMouted_Round | 456_FA_PhotoThermalSensor_CeilingMouted_Round | Y | exact | 100 | accepted | 74439 | ELT/MSR
456_FA_PhotoelectricSmokeDetector | 456_FA_PhotoelectricSmokeDetector | Y | exact | 100 | accepted | 74437 | ELT/MSR
456_FA_PresenceDetector24m_Ceiling | 456_FA_PresenceDetector24m_Ceiling | Y | exact | 100 | accepted | 74440 | ELT/MSR
456_FA_PresenceDetectorHTS_Ceiling | 456_FA_PresenceDetectorHTS_Ceiling | Y | exact | 100 | accepted | 74441 | ELT/MSR
456_FA_PushButton_WallMounted_RWA | 456_FA_PushButton_WallMounted_RWA | Y | exact | 100 | accepted | 74442 | ELT/MSR
456_FA_SmokeSamplingHead_Ceiling | 456_FA_SmokeSamplingHead_Ceiling | Y | exact | 100 | accepted | 73987 | ELT/MSR
456_FA_SmokeSensor_BottomSlab | 456_FA_SmokeSensor_BottomSlab | Y | exact | 100 | accepted | 74444 | ELT/MSR
456_FA_SmokeSensor_Ceiling | 456_FA_SmokeSensor_Ceiling | Y | exact | 100 | accepted | 74445 | ELT/MSR
456_FA_SmokeSensor_RaiseFloor | 456_FA_SmokeSensor_RaiseFloor | Y | exact | 100 | accepted | 74446 | ELT/MSR
456_FA_WindandRainDetector_WallMounted_RWA | 456_FA_WindandRainDetector_WallMounted_RWA | Y | exact | 100 | accepted | 74451 | ELT/MSR
456_SD_AnalogCamera | 456_SD_AnalogCamera | Y | exact | 100 | accepted | 74500 | ELT/MSR
456_SD_CameraHub_16Port | 456_SD_CameraHub_16Port | Y | exact | 100 | accepted | 74501 | ELT/MSR
456_SD_CameraHub_8Port | 456_SD_CameraHub_8Port | Y | exact | 100 | accepted | 74502 | ELT/MSR
456_SD_CardReader | 456_SD_CardReader | Y | exact | 100 | accepted | 74503 | ELT/MSR
456_SD_DomeCamera_Indoor | 456_SD_DomeCamera_Indoor | Y | exact | 100 | accepted | 74504 | ELT/MSR
456_SD_DomeCamera_Outdoor | 456_SD_DomeCamera_Outdoor | Y | exact | 100 | accepted | 74505 | ELT/MSR
456_SD_ElectricalLock_DoorMounted | 456_SD_ElectricalLock_DoorMounted | Y | exact | 100 | accepted | 74506 | ELT/MSR
456_SD_FingerScan | 456_SD_FingerScan | Y | exact | 100 | accepted | 74507 | ELT/MSR
456_SD_FingerScanFace_WallMounted | 456_SD_FingerScanFace_WallMounted | Y | exact | 100 | accepted | 74508 | ELT/MSR
456_SD_FixCameraIP_Indoor | 456_SD_FixCameraIP_Indoor | Y | exact | 100 | accepted | 74509 | ELT/MSR
456_SD_FixCameraIP_Outdoor | 456_SD_FixCameraIP_Outdoor | Y | exact | 100 | accepted | 74510 | ELT/MSR
456_SD_Monitor | 456_SD_Monitor | Y | exact | 100 | accepted | 74511 | ELT/MSR
456_SD_PTZCamera_Indoor | 456_SD_PTZCamera_Indoor | Y | exact | 100 | accepted | 74512 | ELT/MSR
456_SD_PTZCamera_Outdoor | 456_SD_PTZCamera_Outdoor | Y | exact | 100 | accepted | 74513 | ELT/MSR
456_SD_SecurityAlarmBell | 456_SD_SecurityAlarmBell | Y | exact | 100 | accepted | 74514 | ELT/MSR
456_SD_ThermalCamera | 456_SD_ThermalCamera | Y | exact | 100 | accepted | 74515 | ELT/MSR
457_CD_Router_Indoor | 457_CD_Router_Indoor | Y | exact | 100 | accepted | 74498 | ELT/MSR
457_DD_LanAndTelOutlet_WallSurface | 457_DD_LanAndTelOutlet_WallSurface | Y | exact | 100 | accepted | 74518 | ELT/MSR
457_DD_LanOutlet_WallMounted_2Gangs | 457_DD_LanOutlet_WallMounted_2Gangs | Y | exact | 100 | accepted | 74519 | ELT/MSR
457_EE_DataCabinet | 457_EE_DataCabinet | Y | exact | 100 | accepted | 74454 | ELT/MSR
457_EE_DataServerCabinet_FloorStand_Rectangular | 457_EE_DataServerCabinet_FloorStand_Rectangular | Y | exact | 100 | accepted | 74455 | ELT/MSR
457_EF_DataConnectionSocket_CeilingMounted_WaterProof | 457_EF_DataConnectionSocket_CeilingMounted_WaterProof | Y | exact | 100 | accepted | 73188 | ELT/MSR
457_EF_VideoModul | 457_EF_VideoModul | Y | exact | 100 | accepted | 73468 | ELT/MSR
457_SD_DomeCamera_Outdoor | 457_SD_DomeCamera_Outdoor | Y | exact | 100 | accepted | 73991 | ELT/MSR
473_EF_BathroomCallUnit_PullCord | 473_EF_BathroomCallUnit_PullCord | Y | exact | 100 | accepted | 72345 | SPR MED
473_EF_BathroomCallUnit_PushButton | 473_EF_BathroomCallUnit_PushButton | Y | exact | 100 | accepted | 72346 | SPR MED
473_EF_DoorUnit | 473_EF_DoorUnit | Y | exact | 100 | accepted | 72350 | SPR MED
473_EF_ElectronicBuzzer_WallSurface | 473_EF_ElectronicBuzzer_WallSurface | Y | exact | 100 | accepted | 72351 | SPR MED
473_EF_RemoteControlModules | 473_EF_RemoteControlModules | Y | exact | 100 | accepted | 72352 | SPR MED
473_EF_SocketForCordedPushButton_WallSurface | 473_EF_SocketForCordedPushButton_WallSurface | Y | exact | 100 | accepted | 72353 | SPR MED
473_EF_SocketforHandPushButton | 473_EF_SocketforHandPushButton | Y | exact | 100 | accepted | 72354 | SPR MED
473_ME_ActivatedCarbonTower | 473_ME_ActivatedCarbonTower | Y | exact | 100 | accepted | 72356 | SPR MED
473_ME_AirDryer | 473_ME_AirDryer | Y | exact | 100 | accepted | 72357 | SPR MED
473_ME_AirDryer_Vertical | 473_ME_AirDryer_Vertical | Y | exact | 100 | accepted | 72358 | SPR MED
473_ME_AirPurifiers | 473_ME_AirPurifiers | Y | exact | 100 | accepted | 72359 | SPR MED
473_ME_AirReceiverTank | 473_ME_AirReceiverTank | Y | exact | 100 | accepted | 72360 | SPR MED
473_ME_BHU_HY2017D | 473_ME_BHU_HY2017D | Y | exact | 100 | accepted | 72366 | SPR MED
473_ME_BHU_HY2017DS | 473_ME_BHU_HY2017DS | Y | exact | 100 | accepted | 72367 | SPR MED
473_ME_BHU_SC2015 | 473_ME_BHU_SC2015 | Y | exact | 100 | accepted | 72368 | SPR MED
473_ME_BHU_Vertical | 473_ME_BHU_Vertical | Y | exact | 100 | accepted | 72369 | SPR MED
473_ME_BottleFillingPlant | 473_ME_BottleFillingPlant | Y | exact | 100 | accepted | 72370 | SPR MED
473_ME_CompactH2O2DecontaminationAirlock | 473_ME_CompactH2O2DecontaminationAirlock | Y | exact | 100 | accepted | 72371 | SPR MED
473_ME_CylinderTank_NoSystem | 473_ME_CylinderTank_NoSystem | Y | exact | 100 | accepted | 72372 | SPR MED
473_ME_DesiccantAdsorptionCompressedAirDryers | 473_ME_DesiccantAdsorptionCompressedAirDryers | Y | exact | 100 | accepted | 72373 | SPR MED
473_ME_DryVacuumPump | 473_ME_DryVacuumPump | Y | exact | 100 | accepted | 72374 | SPR MED
473_ME_ExternalHeatRecoveryUnits | 473_ME_ExternalHeatRecoveryUnits | Y | exact | 100 | accepted | 72375 | SPR MED
473_ME_HeatRegenerationAdsorptionDryers | 473_ME_HeatRegenerationAdsorptionDryers | Y | exact | 100 | accepted | 72378 | SPR MED
473_ME_HeatlessRegenerationAdsorptionDryers | 473_ME_HeatlessRegenerationAdsorptionDryers | Y | exact | 100 | accepted | 72376 | SPR MED
473_ME_HeatlessRegenerationAdsorptionDryers_ActivatedCarbonTower | 473_ME_HeatlessRegenerationAdsorptionDryers_ActivatedCarbonTower | Y | exact | 100 | accepted | 72377 | SPR MED
473_ME_ICU_Eurocare | 473_ME_ICU_Eurocare | Y | exact | 100 | accepted | 72379 | SPR MED
473_ME_ICU_EurocareD | 473_ME_ICU_EurocareD | Y | exact | 100 | accepted | 72380 | SPR MED
473_ME_MedicalAirCompressors_FloorMounted | 473_ME_MedicalAirCompressors_FloorMounted | Y | exact | 100 | accepted | 72385 | SPR MED
473_ME_VacuumPump | 473_ME_VacuumPump | Y | exact | 100 | accepted | 72391 | SPR MED
473_ME_ZoneWallUnit_CZ200 | 473_ME_ZoneWallUnit_CZ200 | Y | exact | 100 | accepted | 72392 | SPR MED
473_ME_ZoneWallUnit_HST100 | 473_ME_ZoneWallUnit_HST100 | Y | exact | 100 | accepted | 72393 | SPR MED
473_ME_ZoneWallUnit_HST200 | 473_ME_ZoneWallUnit_HST200 | Y | exact | 100 | accepted | 72394 | SPR MED
473_PA_3WayMotorControlValve_Threaded | 473_PA_3WayMotorControlValve_Threaded | Y | exact | 100 | accepted | 72395 | SPR MED
473_PA_AGSSOutletType1L | 473_PA_AGSSOutletType1L | Y | exact | 100 | accepted | 72396 | SPR MED
473_PA_AirHeader_10Connection | 473_PA_AirHeader_10Connection | Y | exact | 100 | accepted | 72398 | SPR MED
473_PA_AirHeader_12Connection | 473_PA_AirHeader_12Connection | Y | exact | 100 | accepted | 72399 | SPR MED
473_PA_AirHeader_14Connection | 473_PA_AirHeader_14Connection | Y | exact | 100 | accepted | 72400 | SPR MED
473_PA_AirHeader_16Connection | 473_PA_AirHeader_16Connection | Y | exact | 100 | accepted | 72401 | SPR MED
473_PA_AirHeader_18Connection | 473_PA_AirHeader_18Connection | Y | exact | 100 | accepted | 72402 | SPR MED
473_PA_AirHeader_8Connection | 473_PA_AirHeader_8Connection | Y | exact | 100 | accepted | 72397 | SPR MED
473_PA_AirPressureRegulator_Mapress | 473_PA_AirPressureRegulator_Mapress | Y | exact | 100 | accepted | 72403 | SPR MED
473_PA_AirRegulatorValve_Threaded | 473_PA_AirRegulatorValve_Threaded | Y | exact | 100 | accepted | 72404 | SPR MED
473_PA_AirVentingFilters_Standard | 473_PA_AirVentingFilters_Standard | Y | exact | 100 | accepted | 72405 | SPR MED
473_PA_AutoDrainValve_FloatType_Threaded | 473_PA_AutoDrainValve_FloatType_Threaded | Y | exact | 100 | accepted | 72406 | SPR MED
473_PA_AutomaticMechanicalCondensateDrain | 473_PA_AutomaticMechanicalCondensateDrain | Y | exact | 100 | accepted | 72407 | SPR MED
473_PA_BallValve_Threaded | 473_PA_BallValve_Threaded | Y | exact | 100 | accepted | 72408 | SPR MED
473_PA_CS_PressureReducingValve_Flanged | 473_PA_CS_PressureReducingValve_Flanged | Y | exact | 100 | accepted | 72421 | SPR MED
473_PA_ClampedStraightSightGlass | 473_PA_ClampedStraightSightGlass | Y | exact | 100 | accepted | 72413 | SPR MED
473_PA_CompressedAirFilters_DDp | 473_PA_CompressedAirFilters_DDp | Y | exact | 100 | accepted | 72414 | SPR MED
473_PA_CompressedAirFilters_QDT | 473_PA_CompressedAirFilters_QDT | Y | exact | 100 | accepted | 72416 | SPR MED
473_PA_CondensateDistributor12Branch_WOSCD | 473_PA_CondensateDistributor12Branch_WOSCD | Y | exact | 100 | accepted | 72420 | SPR MED
473_PA_CondensateDistributor2Branch_WOSCD | 473_PA_CondensateDistributor2Branch_WOSCD | Y | exact | 100 | accepted | 72417 | SPR MED
473_PA_CondensateDistributor4Branch_WOSCD | 473_PA_CondensateDistributor4Branch_WOSCD | Y | exact | 100 | accepted | 72418 | SPR MED
473_PA_CondensateDistributor8Branch_WOSCD | 473_PA_CondensateDistributor8Branch_WOSCD | Y | exact | 100 | accepted | 72419 | SPR MED
473_PA_CycloneSeparator_Standard | 473_PA_CycloneSeparator_Standard | Y | exact | 100 | accepted | 72422 | SPR MED
473_PA_ElectronicCondensateDrain | 473_PA_ElectronicCondensateDrain | Y | exact | 100 | accepted | 72424 | SPR MED
473_PA_ElectronicMotorizedValve | 473_PA_ElectronicMotorizedValve | Y | exact | 100 | accepted | 72425 | SPR MED
473_PA_Filters_Flanged | 473_PA_Filters_Flanged | Y | exact | 100 | accepted | 72426 | SPR MED
473_PA_GasO2Outlet | 473_PA_GasO2Outlet | Y | exact | 100 | accepted | 72429 | SPR MED
473_PA_LineBallValve_LV10VF | 473_PA_LineBallValve_LV10VF | Y | exact | 100 | accepted | 72431 | SPR MED
473_PA_LineBallValve_LV10_V | 473_PA_LineBallValve_LV10_V | Y | exact | 100 | accepted | 72430 | SPR MED
473_PA_MembraneAirDryers | 473_PA_MembraneAirDryers | Y | exact | 100 | accepted | 72435 | SPR MED
473_PA_MotorizedPneumaticDiaphragmValve_Welded | 473_PA_MotorizedPneumaticDiaphragmValve_Welded | Y | exact | 100 | accepted | 72436 | SPR MED
473_PA_N2OOutlet | 473_PA_N2OOutlet | Y | exact | 100 | accepted | 72438 | SPR MED
473_PA_NRVValve | 473_PA_NRVValve | Y | exact | 100 | accepted | 72439 | SPR MED
473_PA_PlasticBox_Air | 473_PA_PlasticBox_Air | Y | exact | 100 | accepted | 72440 | SPR MED
473_PA_PneumaticButterflyValve_Welded | 473_PA_PneumaticButterflyValve_Welded | Y | exact | 100 | accepted | 72441 | SPR MED
473_PA_PneumaticDiaphragmValveWithAlarm | 473_PA_PneumaticDiaphragmValveWithAlarm | Y | exact | 100 | accepted | 72442 | SPR MED
473_PA_PneumaticManualDiaphragmValve | 473_PA_PneumaticManualDiaphragmValve | Y | exact | 100 | accepted | 72443 | SPR MED
473_PA_PressureGauge_ElectricalContactCodeA | 473_PA_PressureGauge_ElectricalContactCodeA | Y | exact | 100 | accepted | 72444 | SPR MED
473_PA_RectangularPressureRegulator | 473_PA_RectangularPressureRegulator | Y | exact | 100 | accepted | 72445 | SPR MED
473_PA_SS_CouplingsFemale_Threaded | 473_PA_SS_CouplingsFemale_Threaded | Y | exact | 100 | accepted | 72451 | SPR MED
473_PA_SS_HighPressureProcessFilters_Welded | 473_PA_SS_HighPressureProcessFilters_Welded | Y | exact | 100 | accepted | 72452 | SPR MED
473_PA_SS_PressureGauge_AnalogueType | 473_PA_SS_PressureGauge_AnalogueType | Y | exact | 100 | accepted | 72453 | SPR MED
473_PA_SS_PressureReducingValve_Flanged | 473_PA_SS_PressureReducingValve_Flanged | Y | exact | 100 | accepted | 72454 | SPR MED
473_PA_SafetyValve | 473_PA_SafetyValve | Y | exact | 100 | accepted | 72446 | SPR MED
473_PA_ShutOffValveBox_MultiConnection | 473_PA_ShutOffValveBox_MultiConnection | Y | exact | 100 | accepted | 72447 | SPR MED
473_PA_SingleZone_ValveBox | 473_PA_SingleZone_ValveBox | Y | exact | 100 | accepted | 72448 | SPR MED
473_PA_StainlessSteel1WayValve | 473_PA_StainlessSteel1WayValve | Y | exact | 100 | accepted | 72456 | SPR MED
473_PA_StainlessSteelFlexibleConnection | 473_PA_StainlessSteelFlexibleConnection | Y | exact | 100 | accepted | 72457 | SPR MED
473_PA_SterileFilters_SFSeries_Flanged | 473_PA_SterileFilters_SFSeries_Flanged | Y | exact | 100 | accepted | 72458 | SPR MED
473_PA_VAC_Outlet | 473_PA_VAC_Outlet | Y | exact | 100 | accepted | 72459 | SPR MED
473_PA_WaterOilSeparators_WOS | 473_PA_WaterOilSeparators_WOS | Y | exact | 100 | accepted | 72460 | SPR MED
473_PA_WaterOilSeparators_WOSm | 473_PA_WaterOilSeparators_WOSm | Y | exact | 100 | accepted | 72461 | SPR MED
473_PF_CO_cEndCap_Soldered | 473_PF_CO_cEndCap_Soldered | Y | exact | 100 | accepted | 72486 | SPR MED
473_PF_CO_eElbow180_Soldered | 473_PF_CO_eElbow180_Soldered | Y | exact | 100 | accepted | 72490 | SPR MED
473_PF_CO_eElbow45_FemaleAndFemaleSoldered | 473_PF_CO_eElbow45_FemaleAndFemaleSoldered | Y | exact | 100 | accepted | 72488 | SPR MED
473_PF_CO_eElbow45_MaleAndFemaleSoldered | 473_PF_CO_eElbow45_MaleAndFemaleSoldered | Y | exact | 100 | accepted | 72489 | SPR MED
473_PF_CO_eElbowLongRadiusFF_Soldered | 473_PF_CO_eElbowLongRadiusFF_Soldered | Y | exact | 100 | accepted | 72491 | SPR MED
473_PF_CO_eElbowShortRadiusMF_Soldered | 473_PF_CO_eElbowShortRadiusMF_Soldered | Y | exact | 100 | accepted | 72492 | SPR MED
473_PF_CO_eLongRadius_MFSoldered | 473_PF_CO_eLongRadius_MFSoldered | Y | exact | 100 | accepted | 72493 | SPR MED
473_PF_CO_eLongRadius_Soldered | 473_PF_CO_eLongRadius_Soldered | Y | exact | 100 | accepted | 72494 | SPR MED
473_PF_CO_eShortRadiusFF_Soldered | 473_PF_CO_eShortRadiusFF_Soldered | Y | exact | 100 | accepted | 72496 | SPR MED
473_PF_CO_rReducerMF_Soldered | 473_PF_CO_rReducerMF_Soldered | Y | exact | 100 | accepted | 72337 | SPR MED
473_PF_CO_rReducer_FemaleSoldered | 473_PF_CO_rReducer_FemaleSoldered | Y | exact | 100 | accepted | 72336 | SPR MED
473_PF_CO_tEqualTee_FemaleSoldered | 473_PF_CO_tEqualTee_FemaleSoldered | Y | exact | 100 | accepted | 72338 | SPR MED
473_PF_CO_tTee_Reducing_FemaleSoldered | 473_PF_CO_tTee_Reducing_FemaleSoldered | Y | exact | 100 | accepted | 72339 | SPR MED
473_PF_CO_uOffsetFF_Soldered | 473_PF_CO_uOffsetFF_Soldered | Y | exact | 100 | accepted | 72341 | SPR MED
473_PF_SS_tTee_Welded | 473_PF_SS_tTee_Welded | Y | exact | 100 | accepted | 72342 | SPR MED
474_ME_AirSamplingPump | 474_ME_AirSamplingPump | Y | exact | 100 | accepted | 71761 | SPR MED
474_ME_AutomaticDryPowderCeilingFireExtinguiser_ABC1kg | 474_ME_AutomaticDryPowderCeilingFireExtinguiser_ABC1kg | Y | exact | 100 | accepted | 71714 | SPR MED
474_ME_AutomaticDryPowderCeilingFireExtinguiser_ABC6kg | 474_ME_AutomaticDryPowderCeilingFireExtinguiser_ABC6kg | Y | exact | 100 | accepted | 71716 | SPR MED
474_ME_AutomaticDryPowderCeilingFireExtinguiser_HFC8kg | 474_ME_AutomaticDryPowderCeilingFireExtinguiser_HFC8kg | Y | exact | 100 | accepted | 71719 | SPR MED
474_ME_Cabinet_ExtinguishingWaterSupplyAndVentilationValve | 474_ME_Cabinet_ExtinguishingWaterSupplyAndVentilationValve | Y | exact | 100 | accepted | 71762 | SPR MED
474_ME_Cabinet_FlushMountedWall | 474_ME_Cabinet_FlushMountedWall | Y | exact | 100 | accepted | 71763 | SPR MED
474_ME_Compressor | 474_ME_Compressor | Y | exact | 100 | accepted | 71764 | SPR MED
474_ME_ControlBox_CO2 | 474_ME_ControlBox_CO2 | Y | exact | 100 | accepted | 71765 | SPR MED
474_ME_CylinderTank_FM200 | 474_ME_CylinderTank_FM200 | Y | exact | 100 | accepted | 71743 | SPR MED
474_ME_EndSuctionFirePump | 474_ME_EndSuctionFirePump | Y | exact | 100 | accepted | 71726 | SPR MED
474_ME_FE_AutomaticDryPowerCeiling_HFC17_NoSystem | 474_ME_FE_AutomaticDryPowerCeiling_HFC17_NoSystem | Y | exact | 100 | accepted | 71727 | SPR MED
474_ME_FireExtinguisherCarbonDioxide | 474_ME_FireExtinguisherCarbonDioxide | Y | exact | 100 | accepted | 71749 | SPR MED
474_ME_FireExtinguisherPortable_Foam | 474_ME_FireExtinguisherPortable_Foam | Y | exact | 100 | accepted | 71751 | SPR MED
474_ME_FireExtinguisherPortable_Powder | 474_ME_FireExtinguisherPortable_Powder | Y | exact | 100 | accepted | 71728 | SPR MED
474_ME_FireHoseReel_WallSurface | 474_ME_FireHoseReel_WallSurface | Y | exact | 100 | accepted | 71729 | SPR MED
474_ME_FirePump_Horizontal_SplitCase | 474_ME_FirePump_Horizontal_SplitCase | Y | exact | 100 | accepted | 71732 | SPR MED
474_ME_FireValveBox | 474_ME_FireValveBox | Y | exact | 100 | accepted | 71733 | SPR MED
474_ME_FoamBladderTank_HorizontalType | 474_ME_FoamBladderTank_HorizontalType | Y | exact | 100 | accepted | 71735 | SPR MED
474_ME_FoamPump | 474_ME_FoamPump | Y | exact | 100 | accepted | 71737 | SPR MED
474_ME_HorizontalPresssureTank | 474_ME_HorizontalPresssureTank | Y | exact | 100 | accepted | 71738 | SPR MED
474_ME_JockeyPump | 474_ME_JockeyPump | Y | exact | 100 | accepted | 71739 | SPR MED
474_ME_MasterCylinderWithTopValveOfActuator_CO2 | 474_ME_MasterCylinderWithTopValveOfActuator_CO2 | Y | exact | 100 | accepted | 71767 | SPR MED
474_PA_3WayBronzeGlobeValve | 474_PA_3WayBronzeGlobeValve | Y | exact | 100 | accepted | 71770 | SPR MED
474_PA_AerationVentilationValve | 474_PA_AerationVentilationValve | Y | exact | 100 | accepted | 71771 | SPR MED
474_PA_AirMaintenanceCompressorAssembly | 474_PA_AirMaintenanceCompressorAssembly | Y | exact | 100 | accepted | 71748 | SPR MED
474_PA_AirVentValve | 474_PA_AirVentValve | Y | exact | 100 | accepted | 71750 | SPR MED
474_PA_AlarmCheckValve_European | 474_PA_AlarmCheckValve_European | Y | exact | 100 | accepted | 72245 | SPR MED
474_PA_AlarmCheckValve_Preaction | 474_PA_AlarmCheckValve_Preaction | Y | exact | 100 | accepted | 72246 | SPR MED
474_PA_AlarmPressureSwitch | 474_PA_AlarmPressureSwitch | Y | exact | 100 | accepted | 71752 | SPR MED
474_PA_AlarmTestModuleGrooveEnd | 474_PA_AlarmTestModuleGrooveEnd | Y | exact | 100 | accepted | 72247 | SPR MED
474_PA_AlarmTestModulePressureReliefValve_ThreadEnd | 474_PA_AlarmTestModulePressureReliefValve_ThreadEnd | Y | exact | 100 | accepted | 71754 | SPR MED
474_PA_AlarmTestModuleThreadEnd | 474_PA_AlarmTestModuleThreadEnd | Y | exact | 100 | accepted | 71755 | SPR MED
474_PA_AngleHoseValve | 474_PA_AngleHoseValve | Y | exact | 100 | accepted | 71756 | SPR MED
474_PA_AutoConvertAssembly | 474_PA_AutoConvertAssembly | Y | exact | 100 | accepted | 71757 | SPR MED
474_PA_AutoDrainValve_FloatType_Threaded | 474_PA_AutoDrainValve_FloatType_Threaded | Y | exact | 100 | accepted | 71758 | SPR MED
474_PA_AutomaticConcentrateControlValve_Foam | 474_PA_AutomaticConcentrateControlValve_Foam | Y | exact | 100 | accepted | 72248 | SPR MED
474_PA_BallValve | 474_PA_BallValve | Y | exact | 100 | accepted | 72249 | SPR MED
474_PA_BallValvesThreadandThread | 474_PA_BallValvesThreadandThread | Y | exact | 100 | accepted | 72251 | SPR MED
474_PA_BallValves_GrooveAndGroove | 474_PA_BallValves_GrooveAndGroove | Y | exact | 100 | accepted | 72250 | SPR MED
474_PA_BrassBodyBallValves_Threaded | 474_PA_BrassBodyBallValves_Threaded | Y | exact | 100 | accepted | 72252 | SPR MED
474_PA_ButterflyValve | 474_PA_ButterflyValve | Y | exact | 100 | accepted | 72253 | SPR MED
474_PA_ButterflyValveSupervisedOpen | 474_PA_ButterflyValveSupervisedOpen | Y | exact | 100 | accepted | 71760 | SPR MED
474_PA_CheckValve | 474_PA_CheckValve | Y | exact | 100 | accepted | 72254 | SPR MED
474_PA_CheckValveAlternateWetDrySystem | 474_PA_CheckValveAlternateWetDrySystem | Y | exact | 100 | accepted | 72255 | SPR MED
474_PA_CylinderValve_CO2 | 474_PA_CylinderValve_CO2 | Y | exact | 100 | accepted | 71723 | SPR MED
474_PA_DelugeValve | 474_PA_DelugeValve | Y | exact | 100 | accepted | 71724 | SPR MED
474_PA_DiaphragmValves | 474_PA_DiaphragmValves | Y | exact | 100 | accepted | 71768 | SPR MED
474_PA_DischargeValve | 474_PA_DischargeValve | Y | exact | 100 | accepted | 71597 | SPR MED
474_PA_DoubleDoorCheckValve | 474_PA_DoubleDoorCheckValve | Y | exact | 100 | accepted | 72261 | SPR MED
474_PA_DryAccelerator | 474_PA_DryAccelerator | Y | exact | 100 | accepted | 72262 | SPR MED
474_PA_DryPilotActuator | 474_PA_DryPilotActuator | Y | exact | 100 | accepted | 72263 | SPR MED
474_PA_DuplexPressureGauges | 474_PA_DuplexPressureGauges | Y | exact | 100 | accepted | 71769 | SPR MED
474_PA_FM200_ActuatorBox | 474_PA_FM200_ActuatorBox | Y | exact | 100 | accepted | 71777 | SPR MED
474_PA_FM200_DischagePressureSwitch | 474_PA_FM200_DischagePressureSwitch | Y | exact | 100 | accepted | 72266 | SPR MED
474_PA_FM200_SectorValve_Flanged | 474_PA_FM200_SectorValve_Flanged | Y | exact | 100 | accepted | 71781 | SPR MED
474_PA_FM200_SectorValve_Threaded | 474_PA_FM200_SectorValve_Threaded | Y | exact | 100 | accepted | 71782 | SPR MED
474_PA_FM200_SolenoidValve | 474_PA_FM200_SolenoidValve | Y | exact | 100 | accepted | 71783 | SPR MED
474_PA_FireHoseAngleValveWithCap | 474_PA_FireHoseAngleValveWithCap | Y | exact | 100 | accepted | 72260 | SPR MED
474_PA_FireLockAlarmCheckValve | 474_PA_FireLockAlarmCheckValve | Y | exact | 100 | accepted | 72265 | SPR MED
474_PA_FireLockBallValve | 474_PA_FireLockBallValve | Y | exact | 100 | accepted | 72264 | SPR MED
474_PA_FlexibleMetalHose | 474_PA_FlexibleMetalHose | Y | exact | 100 | accepted | 71772 | SPR MED
474_PA_FlowTestMeter_Flange | 474_PA_FlowTestMeter_Flange | Y | exact | 100 | accepted | 71773 | SPR MED
474_PA_Flushing_Connection | 474_PA_Flushing_Connection | Y | exact | 100 | accepted | 71774 | SPR MED
474_PA_Foam_AutomaticControlValve_Flanged | 474_PA_Foam_AutomaticControlValve_Flanged | Y | exact | 100 | accepted | 71785 | SPR MED
474_PA_Foam_DuctileIron_DelugeValve_AngleStype | 474_PA_Foam_DuctileIron_DelugeValve_AngleStype | Y | exact | 100 | accepted | 71786 | SPR MED
474_PA_Foam_InLineBalancedPressureProportioners | 474_PA_Foam_InLineBalancedPressureProportioners | Y | exact | 100 | accepted | 71787 | SPR MED
474_PA_GateValve | 474_PA_GateValve | Y | exact | 100 | accepted | 71594 | SPR MED
474_PA_GateValveWithElectricActuator | 474_PA_GateValveWithElectricActuator | Y | exact | 100 | accepted | 72257 | SPR MED
474_PA_InlineCheckValve_CO2 | 474_PA_InlineCheckValve_CO2 | Y | exact | 100 | accepted | 71789 | SPR MED
474_PA_LevelControlValves_Flange | 474_PA_LevelControlValves_Flange | Y | exact | 100 | accepted | 72272 | SPR MED
474_PA_LevelControlValves_Grooved | 474_PA_LevelControlValves_Grooved | Y | exact | 100 | accepted | 72273 | SPR MED
474_PA_MaintenanceUnit | 474_PA_MaintenanceUnit | Y | exact | 100 | accepted | 71596 | SPR MED
474_PA_ManifoldCheckValve_Grooved | 474_PA_ManifoldCheckValve_Grooved | Y | exact | 100 | accepted | 71791 | SPR MED
474_PA_ManifoldCheckValve_Threaded | 474_PA_ManifoldCheckValve_Threaded | Y | exact | 100 | accepted | 71792 | SPR MED
474_PA_ManualPneumaticActuator_FM200 | 474_PA_ManualPneumaticActuator_FM200 | Y | exact | 100 | accepted | 72276 | SPR MED
474_PA_NRSOS&YGateValves_GrooveAndFlange | 474_PA_NRSOS&YGateValves_GrooveandFlange | Y | exact | 100 | accepted | 72277 | SPR MED
474_PA_NRSOS&YGateValves_GrooveAndGroove | 474_PA_NRSOS&YGateValves_GrooveAndGroove | Y | exact | 100 | accepted | 71794 | SPR MED
474_PA_OS&YGateValves_GrooveAndFlange | 474_PA_OS&YGateValves_GrooveAndFlange | Y | exact | 100 | accepted | 72279 | SPR MED
474_PA_OS&YGateValves_GrooveAndGroove | 474_PA_OS&YGateValves_GrooveAndGroove | Y | exact | 100 | accepted | 71796 | SPR MED
474_PA_PressureGauge_withBallValve | 474_PA_PressureGauge_withBallValve | Y | exact | 100 | accepted | 72280 | SPR MED
474_PA_PressureMeter | 474_PA_PressureMeter | Y | exact | 100 | accepted | 72281 | SPR MED
474_PA_PressureOperatedDirectionalValve_CO2 | 474_PA_PressureOperatedDirectionalValve_CO2 | Y | exact | 100 | accepted | 72282 | SPR MED
474_PA_PressureReducingControlValveThread | 474_PA_PressureReducingControlValveThread | Y | exact | 100 | accepted | 71798 | SPR MED
474_PA_PressureReducingControlValve_Groove | 474_PA_PressureReducingControlValve_Groove | Y | exact | 100 | accepted | 72283 | SPR MED
474_PA_PressureSwitch_FM200 | 474_PA_PressureSwitch_FM200 | Y | exact | 100 | accepted | 72287 | SPR MED
474_PA_RiserCheckValve | 474_PA_RiserCheckValve | Y | exact | 100 | accepted | 72288 | SPR MED
474_PA_RubberExpansionJoint_Flanged | 474_PA_RubberExpansionJoint_Flanged | Y | exact | 100 | accepted | 72289 | SPR MED
474_PA_RubberExpansionJoint_Threaded | 474_PA_RubberExpansionJoint_Threaded | Y | exact | 100 | accepted | 72290 | SPR MED
474_PA_SS_CompoundPressureGauge | 474_PA_SS_CompoundPressureGauge | Y | exact | 100 | accepted | 72298 | SPR MED
474_PA_SafertyReliefValve_CO2 | 474_PA_SafertyReliefValve_CO2 | Y | exact | 100 | accepted | 72292 | SPR MED
474_PA_SafetyValve | 474_PA_SafetyValve | Y | exact | 100 | accepted | 72293 | SPR MED
474_PA_ShutoffValve_Motorized | 474_PA_ShutoffValve_Motorized | Y | exact | 100 | accepted | 72295 | SPR MED
474_PA_SightGlasses | 474_PA_SightGlasses | Y | exact | 100 | accepted | 72296 | SPR MED
474_PA_SolenoidValve | 474_PA_SolenoidValve | Y | exact | 100 | accepted | 72297 | SPR MED
474_PA_StoneCatcher | 474_PA_StoneCatcher | Y | exact | 100 | accepted | 72299 | SPR MED
474_PA_WaterFlowDetector_ZoneCheck | 474_PA_WaterFlowDetector_ZoneCheck | Y | exact | 100 | accepted | 72259 | SPR MED
474_PA_WaterflowSwitches | 474_PA_WaterflowSwitches | Y | exact | 100 | accepted | 72301 | SPR MED
474_PA_ZoneControlRiserModule_Residential | 474_PA_ZoneControlRiserModule_Residential | Y | exact | 100 | accepted | 71731 | SPR MED
474_PF_CI_cCap_Threaded | 474_PF_CI_cCap_Threaded | Y | exact | 100 | accepted | 72214 | SPR MED
474_PF_CI_eShortBend_Threaded | 474_PF_CI_eShortBend_Threaded | Y | exact | 100 | accepted | 72216 | SPR MED
474_PF_CI_rReducer_Threaded | 474_PF_CI_rReducer_Threaded | Y | exact | 100 | accepted | 72218 | SPR MED
474_PF_CI_tEqualTee_Thread | 474_PF_CI_tEqualTee_Thread | Y | exact | 100 | accepted | 72220 | SPR MED
474_PF_CI_tTeeReducing_Thread | 474_PF_CI_tTeeReducing_Thread | Y | exact | 100 | accepted | 72221 | SPR MED
474_PF_CI_uHexNipple | 474_PF_CI_uHexNipple | Y | exact | 100 | accepted | 72217 | SPR MED
474_PF_CI_uUnion_Threaded | 474_PF_CI_uUnion_Threaded | Y | exact | 100 | accepted | 72222 | SPR MED
474_PF_CI_xCross_Thread | 474_PF_CI_xCross_Thread | Y | exact | 100 | accepted | 72215 | SPR MED
474_PF_CI_xSocketUnion_Threaded | 474_PF_CI_xSocketUnion_Threaded | Y | exact | 100 | accepted | 72219 | SPR MED
474_PF_CS_cCap_Grooved | 474_PF_CS_cCap_Grooved | Y | exact | 100 | accepted | 72223 | SPR MED
474_PF_CS_eElbowEndOfRun_Grooved | 474_PF_CS_eElbowEndOfRun_Grooved | Y | exact | 100 | accepted | 72225 | SPR MED
474_PF_CS_eElbow_Grooved | 474_PF_CS_eElbow_Grooved | Y | exact | 100 | accepted | 72224 | SPR MED
474_PF_CS_fConnection_Coupling_FireLockEZRigid | 474_PF_CS_fConnection_Coupling_FireLockEZRigid | Y | exact | 100 | accepted | 72226 | SPR MED
474_PF_CS_fConnection_Coupling_FireLockRigid | 474_PF_CS_fConnection_Coupling_FireLockRigid | Y | exact | 100 | accepted | 72227 | SPR MED
474_PF_CS_rConcentricReducer_Grooved | 474_PF_CS_rConcentricReducer_Grooved | Y | exact | 100 | accepted | 72228 | SPR MED
474_PF_CS_rEccentricReducer_Grooved | 474_PF_CS_rEccentricReducer_Grooved | Y | exact | 100 | accepted | 72229 | SPR MED
474_PF_CS_tLateralTee_Grooved | 474_PF_CS_tLateralTee_Grooved | Y | exact | 100 | accepted | 72207 | SPR MED
474_PF_CS_tLateralThread_Standard | 474_PF_CS_tLateralThread_Standard | Y | exact | 100 | accepted | 72208 | SPR MED
474_PF_CS_tLowProfileSprinklerTee_Threaded | 474_PF_CS_tLowProfileSprinklerTee_Threaded | Y | exact | 100 | accepted | 72205 | SPR MED
474_PF_CS_tOutletReducingCouplingTee_Grooved | 474_PF_CS_tOutletReducingCouplingTee_Grooved | Y | exact | 100 | accepted | 72231 | SPR MED
474_PF_CS_tOutletReducingTee_Threaded | 474_PF_CS_tOutletReducingTee_Threaded | Y | exact | 100 | accepted | 72210 | SPR MED
474_PF_CS_tOutletTeeReducing_Coupling | 474_PF_CS_tOutletTeeReducing_Coupling | Y | exact | 100 | accepted | 72209 | SPR MED
474_PF_CS_tReducingLateralTee_Grooved | 474_PF_CS_tReducingLateralTee_Grooved | Y | exact | 100 | accepted | 72211 | SPR MED
474_PF_CS_tReducingTee_Grooved | 474_PF_CS_tReducingTee_Grooved | Y | exact | 100 | accepted | 72213 | SPR MED
474_PF_CS_uAdapterNipple_Flanged | 474_PF_CS_uAdapterNipple_Flanged | Y | exact | 100 | accepted | 72206 | SPR MED
474_PF_CS_uAdaptorNipple_Grooved | 474_PF_CS_uAdaptorNipple_Grooved | Y | exact | 100 | accepted | 72234 | SPR MED
474_PF_CS_wTrueWye_Grooved | 474_PF_CS_wTrueWye_Grooved | Y | exact | 100 | accepted | 72235 | SPR MED
474_PF_CS_xCross_Grooved | 474_PF_CS_xCross_Grooved | Y | exact | 100 | accepted | 72236 | SPR MED
474_PF_SS_eUnionElbow_Threaded | 474_PF_SS_eUnionElbow_Threaded | Y | exact | 100 | accepted | 72241 | SPR MED
474_PROMAT_Horizontal_Vertical_WallMount | 474_PROMAT_Horizontal_Vertical_WallMount | Y | exact | 100 | accepted | 72317 | SPR MED
474_SP_FM200_180RadialNozzle_2Port | 474_SP_FM200_180RadialNozzle_2Port | Y | exact | 100 | accepted | 72321 | SPR MED
474_SP_FM200_360RadialNozzle_1Port | 474_SP_FM200_360RadialNozzle_1Port | Y | exact | 100 | accepted | 72322 | SPR MED
474_SP_FM200_360RadialNozzle_4Port | 474_SP_FM200_360RadialNozzle_4Port | Y | exact | 100 | accepted | 72323 | SPR MED
474_SP_FM200_DischargeNozzle | 474_SP_FM200_DischargeNozzle | Y | exact | 100 | accepted | 72324 | SPR MED
474_SP_FoamNozzle_Pendent | 474_SP_FoamNozzle_Pendent | Y | exact | 100 | accepted | 72325 | SPR MED
474_SP_FoamNozzle_Upright | 474_SP_FoamNozzle_Upright | Y | exact | 100 | accepted | 72326 | SPR MED
474_SP_GE_DoubleSprinkler | 474_SP_GE_DoubleSprinkler | Y | exact | 100 | accepted | 72327 | SPR MED
474_SP_GE_HVSprayNozzles | 474_SP_GE_HVSprayNozzles | Y | exact | 100 | accepted | 72329 | SPR MED
474_SP_GE_HorizontalSideWall | 474_SP_GE_HorizontalSideWall | Y | exact | 100 | accepted | 72328 | SPR MED
474_SP_GE_Pendent | 474_SP_GE_Pendent | Y | exact | 100 | accepted | 72330 | SPR MED
474_SP_GE_PendentCover | 474_SP_GE_PendentCover | Y | exact | 100 | accepted | 72331 | SPR MED
474_SP_GE_SprayNozzles | 474_SP_GE_SprayNozzles | Y | exact | 100 | accepted | 72332 | SPR MED
474_SP_GE_Upright | 474_SP_GE_Upright | Y | exact | 100 | accepted | 72333 | SPR MED
474_SP_GE_UprightCover | 474_SP_GE_UprightCover | Y | exact | 100 | accepted | 72334 | SPR MED
474_SP_GE_WindowOpenNozzle | 474_SP_GE_WindowOpenNozzle | Y | exact | 100 | accepted | 71759 | SPR MED
480_EE_WallControlPanel_WallMounted | 480_EE_WallControlPanel_WallMounted | Y | exact | 100 | accepted | 74471 | ELT/MSR
480_FA_AddressableManualPullStation | 480_FA_AddressableManualPullStation | Y | exact | 100 | accepted | 74405 | ELT/MSR
480_FA_AnnunciatorPanel | 480_FA_AnnunciatorPanel | Y | exact | 100 | accepted | 74414 | ELT/MSR
480_FA_Bell | 480_FA_Bell | Y | exact | 100 | accepted | 74420 | ELT/MSR
480_FA_FireDoorHolder | 480_FA_FireDoorHolder | Y | exact | 100 | accepted | 74431 | ELT/MSR
480_FA_LEDIndicator_WallMounted | 480_FA_LEDIndicator_WallMounted | Y | exact | 100 | accepted | 74433 | ELT/MSR
480_FA_SmokeDectectorOpticalSignal_Ceiling | 480_FA_SmokeDectectorOpticalSignal_Ceiling | Y | exact | 100 | accepted | 74443 | ELT/MSR
480_FA_TransferUnit | 480_FA_TransferUnit | Y | exact | 100 | accepted | 74449 | ELT/MSR
481_DD_BACnetGateway | 481_DD_BACnetGateway | Y | exact | 100 | accepted | 74517 | ELT/MSR
481_EE_SmartHomeAccessPoint_WLAN | 481_EE_SmartHomeAccessPoint_WLAN | Y | exact | 100 | accepted | 73990 | ELT/MSR
481_EF_Hygrostat | 481_EF_Hygrostat | Y | exact | 100 | accepted | 73360 | ELT/MSR
481_EF_OutdoorAirTemperatureSensor | 481_EF_OutdoorAirTemperatureSensor | Y | exact | 100 | accepted | 73168 | ELT/MSR
482_EE_ControlDistribution_WallMounted | 482_EE_ControlDistribution_WallMounted | Y | exact | 100 | accepted | 74452 | ELT/MSR
482_EE_Distribution_FloorStanding_Indoor | 482_EE_Distribution_FloorStanding_Indoor | Y | exact | 100 | accepted | 74456 | ELT/MSR
482_EE_Distribution_FloorStanding_Outdoor | 482_EE_Distribution_FloorStanding_Outdoor | Y | exact | 100 | accepted | 74457 | ELT/MSR
482_EE_RackCabinet_WallMounted | 482_EE_RackCabinet_WallMounted | Y | exact | 100 | accepted | 74469 | ELT/MSR
482_EE_SwitchCabinet_FloorStand_Rectangular | 482_EE_SwitchCabinet_FloorStand_Rectangular | Y | exact | 100 | accepted | 74470 | ELT/MSR
484_EF_Transferbox | 484_EF_Transferbox | Y | exact | 100 | accepted | 74481 | ELT/MSR
491_NF_GussetPlateAngularDoubleAdjustableBrace | 491_NF_GussetPlateAngularDoubleAdjustableBrace | Y | exact | 100 | accepted | 75621 | HKG
491_NF_GussetPlateFlatSemiCircle | 491_NF_GussetPlateFlatSemiCircle | Y | exact | 100 | accepted | 75628 | HKG
491_NF_GussetPlateUShape_Side | 491_NF_GussetPlateUShape_Side | Y | exact | 100 | accepted | 75636 | HKG
491_NF_PipeClampAccessoriesPunchedAngle | 491_NF_PipeClampAccessoriesPunchedAngle | Y | exact | 100 | accepted | 75641 | HKG
491_NF_PipeClampBeamAttachmentsUBracket | 491_NF_PipeClampBeamAttachmentsUBracket | Y | exact | 100 | accepted | 75651 | HKG
491_NF_PipeClampBeamAttachmentsWeldOnBracket | 491_NF_PipeClampBeamAttachmentsWeldOnBracket | Y | exact | 100 | accepted | 75652 | HKG
491_NF_PipeClampBeamAttachments_AngleBracket | 491_NF_PipeClampBeamAttachments_AngleBracket | Y | exact | 100 | accepted | 75653 | HKG
491_NF_PipeClampBeamAttachments_PipeBeamClip | 491_NF_PipeClampBeamAttachments_PipeBeamClip | Y | exact | 100 | accepted | 75659 | HKG
491_NF_PipeClampBeamAttachments_SphericalWasher | 491_NF_PipeClampBeamAttachments_SphericalWasher | Y | exact | 100 | accepted | 75660 | HKG
491_NF_PipeClampDoubleBoltStrut | 491_NF_PipeClampDoubleBoltStrut | Y | exact | 100 | accepted | 75662 | HKG
491_NF_PipeClampThreeBolt | 491_NF_PipeClampThreeBolt | Y | exact | 100 | accepted | 75667 | HKG
491_NF_PipeClampTwistClip | 491_NF_PipeClampTwistClip | Y | exact | 100 | accepted | 75668 | HKG
491_NF_Steel_HexagonHeadScrew | 491_NF_Steel_HexagonHeadScrew | Y | exact | 100 | accepted | 75678 | HKG
491_NF_Steel_P1001A_Unistrut | 491_NF_Steel_P1001A_Unistrut | Y | exact | 100 | accepted | 75685 | HKG
491_NF_Steel_P1003_Unistrut | 491_NF_Steel_P1003_Unistrut | Y | exact | 100 | accepted | 75689 | HKG
491_SE_ArmFromDoublePerpendicularArm | 491_SE_ArmFromDoublePerpendicularArm | Y | exact | 100 | accepted | 75327 | HKG
491_SE_BracingArmSKOF80 | 491_SE_BracingArmSKOF80 | Y | exact | 100 | accepted | 75380 | HKG
491_SE_ClampDoublePiece | 491_SE_ClampDoublePiece | Y | exact | 100 | accepted | 75382 | HKG
491_SE_ConductorHolders_FloorStand | 491_SE_ConductorHolders_FloorStand | Y | exact | 100 | accepted | 75126 | HKG
491_SE_DouleClampWithFoundationPlate | 491_SE_DouleClampWithFoundationPlate | Y | exact | 100 | accepted | 75384 | HKG
491_SE_EndSupportSTAF80 | 491_SE_EndSupportSTAF80 | Y | exact | 100 | accepted | 75385 | HKG
491_SE_FixedpointsetXS | 491_SE_FixedpointsetXS | Y | exact | 100 | accepted | 75386 | HKG
491_SE_GuidingBracketFWF | 491_SE_GuidingBracketFWF | Y | exact | 100 | accepted | 75388 | HKG
491_SE_PillarOnTopAndDoubleArmWithThread | 491_SE_PillarOnTopAndDoubleArmWithThread | Y | exact | 100 | accepted | 75130 | HKG
491_SE_PillarOnTopAndSingleArmWithThread | 491_SE_PillarOnTopAndSingleArmWithThread | Y | exact | 100 | accepted | 75128 | HKG
491_SE_PillarWithPlate | 491_SE_PillarWithPlate | Y | exact | 100 | accepted | 75389 | HKG
491_SE_PipeClampWithRubberRing | 491_SE_PipeClampWithRubberRing | Y | exact | 100 | accepted | 75390 | HKG
491_SE_PipeClampWithShadeNut | 491_SE_PipeClampWithShadeNut | Y | exact | 100 | accepted | 75391 | HKG
491_SE_PipeStrapWithUType | 491_SE_PipeStrapWithUType | Y | exact | 100 | accepted | 75392 | HKG
491_SE_PipeSupport_FloorStandingType | 491_SE_PipeSupport_FloorStandingType | Y | exact | 100 | accepted | 75393 | HKG
491_SE_PipeSupport_Riser_ClampType | 491_SE_PipeSupport_Riser_ClampType | Y | exact | 100 | accepted | 75395 | HKG
491_SE_PipeTrapezeHangerDoubleFrame | 491_SE_PipeTrapezeHangerDoubleFrame | Y | exact | 100 | accepted | 75396 | HKG
491_SE_PipeTrapezeHangerSingleFrame | 491_SE_PipeTrapezeHangerSingleFrame | Y | exact | 100 | accepted | 75397 | HKG
491_SE_RoundDuctHanger_Standard | 491_SE_RoundDuctHanger_Standard | Y | exact | 100 | accepted | 75399 | HKG
491_SE_ShouderWithDoubleArm | 491_SE_ShouderWithDoubleArm | Y | exact | 100 | accepted | 75400 | HKG
491_SE_SingleArmWithPillarOnTop | 491_SE_SingleArmWithPillarOnTop | Y | exact | 100 | accepted | 75129 | HKG
491_SE_SingleArmWithPlate | 491_SE_SingleArmWithPlate | Y | exact | 100 | accepted | 75402 | HKG
491_SE_SlidesetFS | 491_SE_SlidesetFS | Y | exact | 100 | accepted | 75403 | HKG

## Summary
Category | Count
accepted | 1936
proposed | 64
accepted temporary | 2
Total uploaded families | 2002

## Meta
RFA work type | Revise the RFA library
Sources not edited | Yes — Family Checked and TIDP Combined were read only
Ticket-read date | 2026-10-04
Proposed rows are not locked | Yes
Output rows | 2001
Ticket-read TIDP stems outside RFA list | None; all five accepted ticket-read equivalents are present in the RFA list
Correction source | Annotation_7_unresolved_ticket_read_20261004.json
Temporary accept 2026-10-04 | 474_ME_CylinderAssemblies_CO2 = 474_ME_CylinderWithCylinderValve_CO2 (68%); 410_PF_CI_rEccentricReducer_Coupling = 410_PF_CI_uCleaningPipeWithRectangularcover_Coupling (64%). User asked to include them for now.
manual_split_mapress_20261005 | Added 434_PF_CO_cCap_MapressFKMBlue↔Cap_MapressFKMBlue; Mapress Ticket ID→72579